## Sheet1
Equipment Name* | Approved Abbreviation | Location | Make (Manufacturer)* | Model* | Serial No* | Funding Agency Type* | Funding Agency Details (Use Comma if multiple)* | Project Title | Equipment Description | Department Name | Facility Name | Basic Cost(Rs)* | Reference Website | Equipment Status | Category* | Supplier | Supplier Email Id | Service Provider | Service Provider Email Id | Alert to be sent (Email id)*
Steri cycle Co2 Incubator |  |  | NA | NA | NA | NA | NA |  | Co2 Incubator with Co2 cylinder, Regulator for Co2 | Dietics & Nutrition Technology |  | 206770 |  |  | Research Infrastructure |  |  |  |  | yogendra@ihbt.res.in
ESCO Microprocessor |  |  | NA | NA | NA | NA | NA |  | ESCO Microprocessor controlled air stream class-II type B2 (100% exhaust) biological safety cabinet item code AB2-4SI with accessories | Dietics & Nutrition Technology |  | 418015 |  |  | Research Infrastructure |  |  |  |  | yogendra@ihbt.res.in
P14002 DE Top loading balance cap |  |  | NA | NA | NA | NA | NA |  | P14002 DE Top loading balance cap. 4kg/10mg with Internal calibration with 3013802 DE External battery | Dietics & Nutrition Technology |  | 293247 |  |  | Research Infrastructure |  |  |  |  | yogendra@ihbt.res.in
Refrigerator cap |  |  | NA | NA | NA | NA | NA |  | Refrigerator cap. 510 ltr. double door locking make – SAMSUNG model RJ 59EB5M | Dietics & Nutrition Technology |  | 46000 |  |  | Research Infrastructure |  |  |  |  | yogendra@ihbt.res.in
Analytical balance cap |  |  | NA | NA | NA | NA | NA |  | Analytical balance cap. 120gm read 0.1mg size 80mm | Dietics & Nutrition Technology |  | 120768.75 |  |  | Research Infrastructure |  |  |  |  | yogendra@ihbt.res.in
Top loading balance electronic cap |  |  | NA | NA | NA | NA | NA |  | Top loading balance electronic cap. 2200 gm | Dietics & Nutrition Technology |  | 93301 |  |  | Research Infrastructure |  |  |  |  | yogendra@ihbt.res.in
PCR cooler |  |  | NA | NA | NA | NA | NA |  | PCR cooler 0.2ml starter set (1x pink & 1 blue) | Dietics & Nutrition Technology |  | 11500 |  |  | Research Infrastructure |  |  |  |  | yogendra@ihbt.res.in
Future Bioscience |  |  | NA | NA | NA | NA | NA |  | Future Bioscience MS MINI DUO multi sub mix 7X7CM & 7X10CM UV Tray 2x8 sample | Dietics & Nutrition Technology |  | 23523 |  |  | Research Infrastructure |  |  |  |  | yogendra@ihbt.res.in
Analytical HPLC system |  |  | NA | NA | NA | NA | NA |  | Analytical HPLC system Shimadzu with accessories | Dietics & Nutrition Technology |  | 3323068 |  |  | Research Infrastructure |  |  |  |  | yogendra@ihbt.res.in
Image stream mark – II system |  |  | NA | NA | NA | NA | NA |  | Image stream mark – II system S/N. KSK420 complete with accessories model no. 100220 | Dietics & Nutrition Technology |  | 17990000 |  |  | Research Infrastructure |  |  |  |  | yogendra@ihbt.res.in
1 Spinix shaker cat 3020 2 S para micro tube insert cat 3004 3 Spinix orvital shaker MC-2 cat-3060 |  |  | NA | NA | NA | NA | NA |  | 1 Spinix shaker cat 3020 2 S para micro tube insert cat 3004 3 Spinix orvital shaker MC-2 cat-3060 | Dietics & Nutrition Technology |  | 70396 |  |  | Research Infrastructure |  |  |  |  | yogendra@ihbt.res.in
PH meter |  |  | NA | NA | NA | NA | NA |  | PH meter Eutech pH700 model no. ECUH700425EU with electrode | Dietics & Nutrition Technology |  | 43566 |  |  | Research Infrastructure |  |  |  |  | yogendra@ihbt.res.in
Inverted microscope |  |  | NA | NA | NA | NA | NA |  | NIKON JAPAN Inverted microscopw model TE-2000 | Dietics & Nutrition Technology |  | 1138241.87 |  |  | Research Infrastructure |  |  |  |  | yogendra@ihbt.res.in
Micro centrifuge |  |  | NA | NA | NA | NA | NA |  | 1040 Spinwin Micro centrifuge MC-03 | Dietics & Nutrition Technology |  | 73866 |  |  | Research Infrastructure |  |  |  |  | yogendra@ihbt.res.in
Vertical Electrophoresis system |  |  | NA | NA | NA | NA | NA |  | 1) 165-8006, Mini-PROTEAN Tetra cell, 4-gel vertical Electrophoresis system, 1.5mm gel thickness includes companion module, 2 casting stands, 4 casting frames, 10-well combs, 5short plates and 5 spacer plates, make BIORAD with accessories | Dietics & Nutrition Technology |  | 311500 |  |  | Research Infrastructure |  |  |  |  | yogendra@ihbt.res.in
Waterbath system |  |  | NA | NA | NA | NA | NA |  | Waterbath system MB-5 Capacity 6ltrs. With SS lid | Dietics & Nutrition Technology |  | 86348 |  |  | Research Infrastructure |  |  |  |  | yogendra@ihbt.res.in
CHEMI ILUMINSESS based Imaging system for western blots with accessories including computer software |  |  | NA | NA | NA | NA | NA |  | CHEMI ILUMINSESS based Imaging system for western blots with accessories including computer software | Dietics & Nutrition Technology |  | 1239825 |  |  | Research Infrastructure |  |  |  |  | yogendra@ihbt.res.in
Bench Top Refrigerator |  |  | NA | NA | NA | NA | NA |  | Bench Top Refrigerator model – 75007224, 75005709, fixed angle rotor high sonic rotor 45 degree R max cap. 6x50ml RPM9500 max RCF R108 Serial no. - 41967238 | Dietics & Nutrition Technology |  | 435000 |  |  | Research Infrastructure |  |  |  |  | yogendra@ihbt.res.in
EVOS FL AUTO 2 CELL Imaging system |  |  | NA | NA | NA | NA | NA |  | EVOS FL AUTO 2 CELL Imaging system | Dietics & Nutrition Technology |  | 3350000 |  |  | Research Infrastructure |  |  |  |  | yogendra@ihbt.res.in
Table Top Centrifuge |  |  | NA | NA | NA | NA | NA |  | Sigma 3-18 High Speed Refrigerated Table Top Centrifuge complete with accessories | Dietics & Nutrition Technology |  | 528352.65 |  |  | Research Infrastructure |  |  |  |  | yogendra@ihbt.res.in
U570 premium freezer |  |  | NA | NA | NA | NA | NA |  | U570 premium freezer 20 cu ft 230/50hz upright freezer -86 degree C ultra low temperature | Dietics & Nutrition Technology |  | 491400 |  |  | Research Infrastructure |  |  |  |  | yogendra@ihbt.res.in
Vortex mixture |  |  | NA | NA | NA | NA | NA |  | VX-200 vortex mixture cat. no. 50200 – 230V | Dietics & Nutrition Technology |  | 24388 |  |  | Research Infrastructure |  |  |  |  | yogendra@ihbt.res.in
Swing Out Rotor |  |  | NA | NA | NA | NA | NA |  | Swing Out Rotor with accessories | Dietics & Nutrition Technology |  | 140175 |  |  | Research Infrastructure |  |  |  |  | yogendra@ihbt.res.in
STANDARD OF TEST BIOSTAT |  |  | NA | NA | NA | NA | NA |  | 0290BB-8887326 STANDARD OF TEST BIOSTAT B-PLUS SR. NO. 8843414 No/Year 07022/07 | Dietics & Nutrition Technology |  | 1077808 |  |  | Research Infrastructure |  |  |  |  | yogendra@ihbt.res.in
Nikon Inverted Les. Microscope model T1-S complete with accessories |  |  | NA | NA | NA | NA | NA |  | Nikon Inverted Les. Microscope model T1-S complete with accessories | Dietics & Nutrition Technology |  | 31143 |  |  | Research Infrastructure |  |  |  |  | yogendra@ihbt.res.in
Eutech Microprocessor |  |  | NA | NA | NA | NA | NA |  | Eutech Microprocessor based manual or automatic with ARC probe ph meter with Electrode model-ph700 | Dietics & Nutrition Technology |  | 39550 |  |  | Research Infrastructure |  |  |  |  | yogendra@ihbt.res.in
Nanodrop spectrophotometer |  |  | NA | NA | NA | NA | NA |  | Nanodrop spectrophotometer ND -2000C | Biotechnology |  | 636610 |  |  | Research Infrastructure |  |  |  |  | avnesh@ihbt.res.in
Analytical balance meter |  |  | NA | NA | NA | NA | NA |  | ME20430046413 Analytical balance meter weighing capacity 220gm 01mg | Biotechnology |  | 96687 |  |  | Research Infrastructure |  |  |  |  | avnesh@ihbt.res.in
High pressure homogeniser |  |  | NA | NA | NA | NA | NA |  | High pressure homogeniser model EMSI Flex EFB15 S/N. 1510784 | Biotechnology |  | 906300 |  |  | Research Infrastructure |  |  |  |  | avnesh@ihbt.res.in
Shaker mini mix |  |  | NA | NA | NA | NA | NA |  | Shaker mini mix 3D CSL 3D | Biotechnology |  | 81263 |  |  | Research Infrastructure |  |  |  |  | avnesh@ihbt.res.in
Refrigerator Cap |  |  | NA | NA | NA | NA | NA |  | Refrigerator Cap. 510ltr. DD locking system Make – SAMSUNG GRAY, Model – RT59EBSM Quantity - 02 nos | Biotechnology |  | 31300 |  |  | Research Infrastructure |  |  |  |  | rajiv@ihbt.res.in
Incubated Shaker Digital Stke |  |  | NA | NA | NA | NA | NA |  | Max 6000 Incubated Shaker Digital Stke 6000 – SCE complete with accessories | Biotechnology |  | 3179346.4 |  |  | Research Infrastructure |  |  |  |  | rajiv@ihbt.res.in
Horizontal Laminar Flow Clean Air Work Station |  |  | NA | NA | NA | NA | NA |  | KLENZFLO™ Horizontal Laminar Flow Clean Air Work Station Model No. 15 nos. 48.24.24 S/N. 029/041 | Biotechnology |  | 147000 |  |  | Research Infrastructure |  |  |  |  | rajiv@ihbt.res.in
2D Electrophoresis system |  |  | NA | NA | NA | NA | NA |  | GE(AMERSHAM) 2D Electrophoresis system with complete accessories as mentioned in ledger | Biotechnology |  | 1163724.8 |  |  | Research Infrastructure |  |  |  |  | rajiv@ihbt.res.in
UVIS Spectrophotometer |  |  | NA | NA | NA | NA | NA |  | U-VIS Spectrophotometer TIP-1000 complete set with accessories | Biotechnology |  | 448778.24 |  |  | Research Infrastructure |  |  |  |  | rajiv@ihbt.res.in
Refrigerated System Capacity |  |  | NA | NA | NA | NA | NA |  | Refrigerated System Capacity 520 Ltr. Double Door with Stabilizer | Biotechnology |  | 37500 |  |  | Research Infrastructure |  |  |  |  | rajiv@ihbt.res.in
RT PCR |  |  | NA | NA | NA | NA | NA |  | 0010-4376599 STEPONE Plus 96 well RT-PCR System | Biotechnology |  | 1369500 |  |  | Research Infrastructure |  |  |  |  | rajiv@ihbt.res.in
Analytical Balance |  |  | NA | NA | NA | NA | NA |  | ME204 Analytical Balance Capacity – 220gm/0.1mg | Biotechnology |  | 85000 |  |  | Research Infrastructure |  |  |  |  | rajiv@ihbt.res.in
Mini mix 3D shaker |  |  | NA | NA | NA | NA | NA |  | Mini mix 3D shaker with 20x16.5cm tray and non-step rubber mat CSL 3D shaker | Biotechnology |  | 76000 |  |  | Research Infrastructure |  |  |  |  | rajiv@ihbt.res.in
Western Blotting System |  |  | NA | NA | NA | NA | NA |  | Western Blotting System Complete TE22 Mini temp. transfer unit SBE300-3 power supply | Biotechnology |  | 226931 |  |  | Research Infrastructure |  |  |  |  | rajiv@ihbt.res.in
Magnetic Stirrer |  |  | NA | NA | NA | NA | NA |  | HOT PLATE Magnetic Stirrer 19x19 CSL- Hot Stir | Biotechnology |  | 60000 |  |  | Research Infrastructure |  |  |  |  | rajiv@ihbt.res.in
Autoclave Vertical Eco model |  |  | NA | NA | NA | NA | NA |  | MSW-101, Autoclave Vertical Eco model | Biotechnology |  | 78800 |  |  | Research Infrastructure |  |  |  |  | rajiv@ihbt.res.in
Spinix orbital shaker |  |  | NA | NA | NA | NA | NA |  | TARSON – 3060 Spinix orbital shaker MCO2 | Biotechnology |  | 58649 |  |  | Research Infrastructure |  |  |  |  | rajiv@ihbt.res.in
GEL DOC SYSTEM |  |  | NA | NA | NA | NA | NA |  | GEL DOC SYSTEM Molecular Imager Gel Documentation System, Includes Camera, UV trans illuminator, epi – white, cables, image lab software | Biotechnology |  | 485100 |  |  | Research Infrastructure |  |  |  |  | rajiv@ihbt.res.in
Refrigrator Cap |  |  | NA | NA | NA | NA | NA |  | Refrigrator Cap. 510 ltr Double Door Looking system make samsung Grey | Biotechnology |  | 46000 |  |  | Research Infrastructure |  |  |  |  | rajiv@ihbt.res.in
Vortex mixer |  |  | NA | NA | NA | NA | NA |  | Vortex mixer with optical head attach | Biotechnology |  | 23622 |  |  | Research Infrastructure |  |  |  |  | mohitks@ihbt.res.in
Veriti 96-well thermal cycler |  |  | NA | NA | NA | NA | NA |  | Veriti 96-well thermal cycler 0.1ml wells part no. 4375-786 | Biotechnology |  | 309632 |  |  | Research Infrastructure |  |  |  |  | mohitks@ihbt.res.in
Centrifuge 5810R |  |  | NA | NA | NA | NA | NA |  | Centrifuge 5810R refrigerated complete with accessories | Biotechnology |  | 517063 |  |  | Research Infrastructure |  |  |  |  | mohitks@ihbt.res.in
Centrifuge 541B |  |  | NA | NA | NA | NA | NA |  | Centrifuge 541B with rotor FA-45-18-11 with accessories | Biotechnology |  | 95405.55 |  |  | Research Infrastructure |  |  |  |  | mohitks@ihbt.res.in
Mini Electrophoresis system |  |  | NA | NA | NA | NA | NA |  | Mini Electrophoresis system with complete accessories | Biotechnology |  | 212540.88 |  |  | Research Infrastructure |  |  |  |  | mohitks@ihbt.res.in
PH meter |  |  | NA | NA | NA | NA | NA |  | Thermo scientific Orion star series bench top PH meter with electrode stand | Biotechnology |  | 98337 |  |  | Research Infrastructure |  |  |  |  | mohitks@ihbt.res.in
Premium upright freezer model 0510 complete with all accessories |  |  | NA | NA | NA | NA | NA |  | Premium upright freezer model 0510 complete with all accessories | Biotechnology |  | 876149 |  |  | Research Infrastructure |  |  |  |  | mohitks@ihbt.res.in
Horizontal Laminar Air Flow |  |  | NA | NA | NA | NA | NA |  | Horizontal Laminar Air Flow clean air work station model 1500C 48.24.24 | Biotechnology |  | 161700 |  |  | Research Infrastructure |  |  |  |  | mohitks@ihbt.res.in
Mini Incubator |  |  | NA | NA | NA | NA | NA |  | Mini Incubator compact Genvel purpose | Biotechnology |  | 31500 |  |  | Research Infrastructure |  |  |  |  | mohitks@ihbt.res.in
RTPCR |  |  | NA | NA | NA | NA | NA |  | Step one plus RTPCR with Tower computer accessories | Biotechnology |  | 1368750 |  |  | Research Infrastructure |  |  |  |  | mohitks@ihbt.res.in
Chest freezer cap |  |  | NA | NA | NA | NA | NA |  | Chest freezer cap. 500 ltr. with stabilizer -18 to 22O C | Biotechnology |  | 37000 |  |  | Research Infrastructure |  |  |  |  | mohitks@ihbt.res.in
Complete min horizontal unit |  |  | NA | NA | NA | NA | NA |  | Complete min. horizontal unit with buffer chamber & accessories | Biotechnology |  | 48206.66 |  |  | Research Infrastructure |  |  |  |  | mohitks@ihbt.res.in
1 Electrophoresis Bio analyser with accessories 2 Computer for Bio analyser |  |  | NA | NA | NA | NA | NA |  | 1) 2100 Electrophoresis Bio analyser with accessories 2) Computer for Bio analyser | Biotechnology |  | 2205000 |  |  | Research Infrastructure |  |  |  |  | mohitks@ihbt.res.in
Orbital shaker |  |  | NA | NA | NA | NA | NA |  | Orbital shaker MS NOR 36 x36x 36 | Biotechnology |  | 95095 |  |  | Research Infrastructure |  |  |  |  | mohitks@ihbt.res.in
Plant Growth Chamber |  |  | NA | NA | NA | NA | NA |  | SGC120 Plant Growth Chamber complete with accessories | Biotechnology |  | 724868.04 |  |  | Research Infrastructure |  |  |  |  | mohitks@ihbt.res.in
1 ICE Flake Machine Blue Star 2 Water purification system make Aqua guard 3 Voltage Stabilizer 4KVA make DIGITEC SLF320AQ |  |  | NA | NA | NA | NA | NA |  | 1 ICE Flake Machine Blue Star 2 Water purification system make Aqua guard 3 Voltage Stabilizer 4KVA make DIGITEC SLF320AQ | Biotechnology |  | 299500 |  |  | Research Infrastructure |  |  |  |  | mohitks@ihbt.res.in
Refrigerator cap |  |  | NA | NA | NA | NA | NA |  | Refrigerator cap. 510 ltr. DD locking system SAMSUNG (RT59EBSM) | Biotechnology |  | 46000 |  |  | Research Infrastructure |  |  |  |  | mohitks@ihbt.res.in
1 BIORAD CHEFMAPPER 2 BIORAD PUMP 3 BIORAD COOLING UNIT 4 Electrophoresis cell 5 APC 2KVA ONLINE UPS |  |  | NA | NA | NA | NA | NA |  | 1) BIORAD CHEFMAPPER, S/N. 802BR2650 2) BIORAD PUMP S/N. 260BR09722 3) BIORAD COOLING UNIT S/N. 816BR5200 4) Electrophoresis cell S/N. 275BR020642 5) APC 2KVA ONLINE UPS 42AH x 6 Nos. S/N. B21445001842 | Biotechnology |  | 2162921 |  |  | Research Infrastructure |  |  |  |  | mohitks@ihbt.res.in
BIOMEK FXP |  |  | NA | NA | NA | NA | NA |  | BIOMEK FXP Dual multichannel span S/N. A318441070 complete with accessories | Biotechnology |  | 11971807.38 |  |  | Research Infrastructure |  |  |  |  | mohitks@ihbt.res.in
Revolver rotator |  |  | NA | NA | NA | NA | NA |  | Revolver rotator with rotisserie for 36 x 1.5/200 MI tubes 230V,-k-20 | Biotechnology |  | 40572 |  |  | Research Infrastructure |  |  |  |  | mohitks@ihbt.res.in
1 VWRV mixer digtal vortex 230v 2 Mini plate centrifuge star-micronic range |  |  | NA | NA | NA | NA | NA |  | 1) VWRV, mixer digtal vortex 230v 2) P-25 mini plate centrifuge (star-micronic range) | Biotechnology |  | 54731.25 |  |  | Research Infrastructure |  |  |  |  | mohitks@ihbt.res.in
Minion MK1C Basic starter pack |  |  | NA | NA | NA | NA | NA |  | Minion MK1C Basic starter pack 6 x flow cell (R10.4.1) 1 x ligation sequencing kit V14, SQK-l6k114 1 x minion Mk1C, Min-101c 1 x control expansion kit, Exp-CTL001 1 x flow cell wash kit, Exp-WSH004 | Biotechnology |  | 635000 |  |  | Research Infrastructure |  |  |  |  | mohitks@ihbt.res.in
Single chamber vacuum packing machine |  |  | NA | NA | NA | NA | NA |  | Single chamber vacuum packing machine (full imported) Insta pack, make model:- IPDZQ 500/2ES with Nitrogen gas flushing | Dietics & Nutrition Technology |  | 139525 |  |  | Research Infrastructure |  |  |  |  | mgupta@ihbt.res.in
Water activity meter |  |  | NA | NA | NA | NA | NA |  | 1) Acua Lab UTE Water activity meter – 40530 2) Software - 40204 | Dietics & Nutrition Technology |  | 570000 |  |  | Research Infrastructure |  |  |  |  | mgupta@ihbt.res.in
Chroma Meter Model CR-400 |  |  | NA | NA | NA | NA | NA |  | Chroma meter model CR-400 complete with accessories | Dietics & Nutrition Technology |  | 443637 |  |  | Research Infrastructure |  |  |  |  | mgupta@ihbt.res.in
Spinwin MCO2 Microcentrifuge |  |  | NA | NA | NA | NA | NA |  | 1030 SPINWIN MCO2 MICROCENTRIFUGE | Dietics & Nutrition Technology |  | 31116 |  |  | Research Infrastructure |  |  |  |  | mgupta@ihbt.res.in
NIR Composition Analyzer (NIR Master) |  |  | NA | NA | NA | NA | NA |  | NIR Composition Analysis (NIR MASTER) complete with accessories (Item no. 11057000) | Dietics & Nutrition Technology |  | 1859193 |  |  | Research Infrastructure |  |  |  |  | mgupta@ihbt.res.in
Standalone Extruder |  |  | NA | NA | NA | NA | NA |  | Standalone Extruder 19/25D, Part No. 837421.001 complete with accessories | Dietics & Nutrition Technology |  | 5580814.48 |  |  | Research Infrastructure |  |  |  |  | mgupta@ihbt.res.in
Ultrasonic Processor 500W |  |  | NA | NA | NA | NA | NA |  | 1) Processor ultrasonic 500W 230V, part no. 04711-35 2) Sound abating enclosures part no. 04710-48 3) Probe solid high gain IHP part no. 04710-59 | Dietics & Nutrition Technology |  | 342660.09 |  |  | Research Infrastructure |  |  |  |  | mgupta@ihbt.res.in
High Speed Refrigerated Centrifuge |  |  | NA | NA | NA | NA | NA |  | High speed refrigerator centrifuge, make – Remi model no. PR-24 | Dietics & Nutrition Technology |  | 397430.25 |  |  | Research Infrastructure |  |  |  |  | mgupta@ihbt.res.in
Mini Pulveriser cum Mini Mill |  |  | NA | NA | NA | NA | NA |  | Mini pulveriser cum mini mill with 1HP motor starter SS screen v belting operational tool (2 nos) | Dietics & Nutrition Technology |  | 338100 |  |  | Research Infrastructure |  |  |  |  | mgupta@ihbt.res.in
Modular Compact Rheometer |  |  | NA | NA | NA | NA | NA |  | 1) MCR-102 MODULAR COMPACT RHEOMETER 2) RHEOMETER SOFTWARE RHEO COMPASS 3) P-PTO200 AIR PELTER CONTROL DEVICE 4) SHAFT FOR DISPOSABLE MEASURING SYSTEM D-CP/PP7 | Dietics & Nutrition Technology |  | 1761405.1 |  |  | Research Infrastructure |  |  |  |  | mgupta@ihbt.res.in
Automatic Horizontal Retort |  |  | NA | NA | NA | NA | NA |  | AUTOMATIC HORIZONTAL RETORT WITH ALL COMPLETE ACCESSORIES MODLE NO. PSR-500 | Dietics & Nutrition Technology |  | 3969000 |  |  | Research Infrastructure |  |  |  |  | mgupta@ihbt.res.in
Bio Spectrum Bank |  |  | NA | NA | NA | NA | NA |  | BIO SPECTRUM BANK 230V-60HZ | Dietics & Nutrition Technology |  | 365000 |  |  | Research Infrastructure |  |  |  |  | mgupta@ihbt.res.in
Weighing Machine |  |  | NA | NA | NA | NA | NA |  | WEIGHING MACHINE – 30KG INBUILT RECHARGEABLE BATTERY | Dietics & Nutrition Technology |  | 84084 |  |  | Research Infrastructure |  |  |  |  | mgupta@ihbt.res.in
Heatless Air Dryer |  |  | NA | NA | NA | NA | NA |  | HEATLESS AIR DRYER MAKE – TRIDENT, MODEL – VX0-2 | Dietics & Nutrition Technology |  | 493000 |  |  | Research Infrastructure |  |  |  |  | mgupta@ihbt.res.in
Filter Press |  |  | NA | NA | NA | NA | NA |  | FILTER PRESS WITH O HOLD UP MODEL ME8-8.0 HOLD UP | Dietics & Nutrition Technology |  | 204750 |  |  | Research Infrastructure |  |  |  |  | mgupta@ihbt.res.in
Pulverizer |  |  | NA | NA | NA | NA | NA |  | PULVERIZER PRODUCTION CAPACITY 15-20KG/HR, FSS-304 | Dietics & Nutrition Technology |  | 338100 |  |  | Research Infrastructure |  |  |  |  | mgupta@ihbt.res.in
Electronic Analytical Weighing Balance |  |  | NA | NA | NA | NA | NA |  | ELECTRONIC ANALYTICAL WEIGHING BALANCE – WINGER | Dietics & Nutrition Technology |  | 85000 |  |  | Research Infrastructure |  |  |  |  | mgupta@ihbt.res.in
Oven Universal Super Deluxe |  |  | NA | NA | NA | NA | NA |  | NSW-143 OVEN UNIVERSAL SUPER DELUXE MODEL – 0556, MAKE – NARANG SCIENTIFIC | Dietics & Nutrition Technology |  | 98394 |  |  | Research Infrastructure |  |  |  |  | mgupta@ihbt.res.in
Noodle Making Machine |  |  | NA | NA | NA | NA | NA |  | NOODLE MAKING MACHINE WITH ACCESSORIES | Dietics & Nutrition Technology |  | 69956 |  |  | Research Infrastructure |  |  |  |  | mgupta@ihbt.res.in
Double Beam UV Visible Spectrophotometer |  |  | NA | NA | NA | NA | NA |  | Thermo Scientific Double Beam UV-visible spectrophotometer (Model-GENESYS-180) Sr No. 9A5B185020 Part No.- 840309000 with power card RSA 250V NPN 10mm cell Quartz 1 pair cuvette with warranty 2 years. Against GeM contract No. GEMC-511687726062303 Dt. 13.09.2023 | Dietics & Nutrition Technology |  | 499595 |  |  | Research Infrastructure |  |  |  |  | mgupta@ihbt.res.in
PTFE Fat Analyzer |  |  | NA | NA | NA | NA | NA |  | Tulin PTFE Fat analyzer, model 30*6, sample Automatic fat/ail salvent extraction system against with one year warrenty. GeM contract No. GEMC-511687763320322 dt. 10.10.2023 | Dietics & Nutrition Technology |  | 269000 |  |  | Research Infrastructure |  |  |  |  | mgupta@ihbt.res.in
Mortar Vertex Mixer |  |  | NA | NA | NA | NA | NA |  | Motar Vartex Mixer | Dietics & Nutrition Technology |  | 14520 |  |  | Research Infrastructure |  |  |  |  | mgupta@ihbt.res.in
Kjeldahl Apparatus Automatic Nitrogen Protein Estimation System |  |  | NA | NA | NA | NA | NA |  | Kjeldahl apparatus Tulin Automatic Nitrogen/Protein Estimation system A). Model: KDISB 6M automatic six sample macro black digestion system B) KJELSCRB: Acid netralizer scrubber system. C) Model: KJELDISTEA automatic Nitrogen/Protein distillation system | Dietics & Nutrition Technology |  | 300000 |  |  | Research Infrastructure |  |  |  |  | mgupta@ihbt.res.in
Electrophoresis System |  |  | NA | NA | NA | NA | NA |  | Electrophorsis system | Dietics & Nutrition Technology |  | 29736 |  |  | Research Infrastructure |  |  |  |  | mgupta@ihbt.res.in
Two Stage Rotary Vane Vacuum Pump |  |  | NA | NA | NA | NA | NA |  | Two stage rotary vane vaccum pump make seltis Model No. SL-18R with accessories against GeM contract no. GEMC-511687720183981 dt. 07.03.2024 | Dietics & Nutrition Technology |  | 1050200 |  |  | Research Infrastructure |  |  |  |  | mgupta@ihbt.res.in
Auto Strainer for Histology ATS 2010 |  |  | NA | NA | NA | NA | NA |  | Histo – line ATS-2010 Auto strainer for Histology part no. ATS-2010 complete unit with accessories | Dietics & Nutrition Technology |  | 94497 |  |  | Research Infrastructure |  |  |  |  | vikrampatial@ihbt.res.in
Fully Automated Biochemistry Analyzer |  |  | NA | NA | NA | NA | NA |  | Fully Automated Biochemistry Analyzer EM2000 with standard accessories Model – EM208B151026 | Dietics & Nutrition Technology |  | 870000 |  |  | Research Infrastructure |  |  |  |  | vikrampatial@ihbt.res.in
Micro Centrifuge MC 03 |  |  | NA | NA | NA | NA | NA |  | 1040 Spinwin – Micro Centrifuge MC-03 | Dietics & Nutrition Technology |  | 73866 |  |  | Research Infrastructure |  |  |  |  | vikrampatial@ihbt.res.in
Fully Automated Tissue Processor Histo Pro 200 |  |  | NA | NA | NA | NA | NA |  | Histo Pro 200 fully automated vaccum and fume controlled tissue processes | Dietics & Nutrition Technology |  | 1411969 |  |  | Research Infrastructure |  |  |  |  | vikrampatial@ihbt.res.in
Tissue Floatation Bath Histo Line TEC 2601 TEC 2602 |  |  | NA | NA | NA | NA | NA |  | Histo line TEC 2601 tissue flod line bath along with Histo line tech 2602 along with UPS | Dietics & Nutrition Technology |  | 115500 |  |  | Research Infrastructure |  |  |  |  | vikrampatial@ihbt.res.in
Paraffin System Histo Line TEC 2800 |  |  | NA | NA | NA | NA | NA |  | Histo line TEC-2800 paraffin system Histology application complete with accessories | Dietics & Nutrition Technology |  | 402507 |  |  | Research Infrastructure |  |  |  |  | vikrampatial@ihbt.res.in
Compound Upright Microscope |  |  | NA | NA | NA | NA | NA |  | Compund Bright fired upright micro scope complete with accessories as per list enclosed | Dietics & Nutrition Technology |  | 1760903.55 |  |  | Research Infrastructure |  |  |  |  | vikrampatial@ihbt.res.in
Water Quality Meter PH Meter Eutech PH 700 |  |  | NA | NA | NA | NA | NA |  | Eutech Bench Type water quality meter/analyzer measuring PH meter (PH 700) | Dietics & Nutrition Technology |  | 39445 |  |  | Research Infrastructure |  |  |  |  | vikrampatial@ihbt.res.in
Magnetic Stirrer Tarsons |  |  | NA | NA | NA | NA | NA |  | Tarsons Stainless Steel Electronically controlled magnetic stirrers (6040 Spinat) | Dietics & Nutrition Technology |  | 48103 |  |  | Research Infrastructure |  |  |  |  | vikrampatial@ihbt.res.in
Photoperiodic Simulator Digital Timer |  |  | NA | NA | NA | NA | NA |  | Photoperiodic 0226400300 simulator digital base timer for light | Biotechnology |  | 21285 |  |  | Research Infrastructure |  |  |  |  | kiran@ihbt.res.in
Autoclave Vertical MAC MSW 101 DLX |  |  | NA | NA | NA | NA | NA |  | Autoclave vertical MAC/MSW – 101 DLX with Power supply | Biotechnology |  | 149145 |  |  | Research Infrastructure |  |  |  |  | kiran@ihbt.res.in
Microwave Oven IFB 23 Ltr |  |  | NA | NA | NA | NA | NA |  | IFB-Microwave oven 23 ltr. with serve & cook & accessories utensils | Biotechnology |  | 14140 |  |  | Research Infrastructure |  |  |  |  | kiran@ihbt.res.in
Magnetic Hot Plate Spinot 18x18 cm |  |  | NA | NA | NA | NA | NA |  | 6030 Spinot Magnetic sheet Hot plate 18x18cm | Biotechnology |  | 22532 |  |  | Research Infrastructure |  |  |  |  | kiran@ihbt.res.in
Precision Balance KERN 572 35 |  |  | NA | NA | NA | NA | NA |  | Precision balance KERN make 572-35 10232410 | Biotechnology |  | 61869 |  |  | Research Infrastructure |  |  |  |  | kiran@ihbt.res.in
Electronic Precision Balance Afcoset FX 300 |  |  | NA | NA | NA | NA | NA |  | AFCOSET ELECTRONIC PRECISION BALANCE FX-300 | Biotechnology |  | 45000 |  |  | Research Infrastructure |  |  |  |  | kiran@ihbt.res.in
Microcentrifuge Rotor Spinwin Spare Rotor 6x1 5 ml |  |  | NA | NA | NA | NA | NA |  | SPINWIN MICROCENTRIFUGE SPARE ROTOR FOR CAP. 6X1.5ML | Biotechnology |  | 17549 |  |  | Research Infrastructure |  |  |  |  | kiran@ihbt.res.in
Power Supply and Gel System Bio Rad Mini Subcell GT PowerPac 300 |  |  | NA | NA | NA | NA | NA |  | BIORAD MINI SUBCELL GT POWER PAC – 300 SYSTEM | Biotechnology |  | 38237.4 |  |  | Research Infrastructure |  |  |  |  | kiran@ihbt.res.in
Prefabricated Cold Room with Refrigeration System |  |  | NA | NA | NA | NA | NA |  | PREFABRICATED CONSTI… FOR ROOM SIZE 5.5X3.5X2 MTR WITH RAKCS INCLUDING REFRIGERATION SYSTEM FOR COLD ROOM | Biotechnology |  | 3216047 |  |  | Research Infrastructure |  |  |  |  | kiran@ihbt.res.in
Deep Freezer Siemens Vertical Freezer |  |  | NA | NA | NA | NA | NA |  | DEEP FREEZER SIEMENS VERTICAL FREEZER MODEL – 206 SR. NO. C540NA30 (333 LTRS) WITH 1.5KVA STABILIZER | Biotechnology |  | 84594 |  |  | Research Infrastructure |  |  |  |  | kiran@ihbt.res.in
Tray Drying Oven MAC Microprocessor |  |  | NA | NA | NA | NA | NA |  | INS TRAY DRYING OVEN MAC MICROPROCESSOR SIZE 90X60X90CM | Biotechnology |  | 75735 |  |  | Research Infrastructure |  |  |  |  | kiran@ihbt.res.in
Refrigerated Incubator Shaker NBS Innova A4 |  |  | NA | NA | NA | NA | NA |  | NBS LARGE CAPACITY FLOOR MODEL STACKABLE REFRIGERATED INCUBATOR SHAKER INNOX A4 COMPLETE WITH ACCESSORIES | Biotechnology |  | 707882.52 |  |  | Research Infrastructure |  |  |  |  | kiran@ihbt.res.in
Refrigerator LG 491 Ltr |  |  | NA | NA | NA | NA | NA |  | REFRIGERATOR LG 491 LTRS | Biotechnology |  | 47000 |  |  | Research Infrastructure |  |  |  |  | kiran@ihbt.res.in
Horizontal Laminar Flow Work Station Model 1500C |  |  | NA | NA | NA | NA | NA |  | Horizontal Grade Laminar flow clean air work station model 1500 C laminar flow work space 72'' W x 24'' D x 24'' H Quantity - 02 nos | Biotechnology |  | 173864.9 |  |  | Research Infrastructure |  |  |  |  | kiran@ihbt.res.in
Spinwin Micro 1000 Centrifuge |  |  | NA | NA | NA | NA | NA |  | Spinwin Micro 1000 | Biotechnology |  | 7299 |  |  | Research Infrastructure |  |  |  |  | kiran@ihbt.res.in
Horizontal Laminar Flow Work Station Klenzaid |  |  | NA | NA | NA | NA | NA |  | Horizontal Laminar Flow working station model 1500c-72-24-24 Klenzaid Sr. No. 125/0705 | Biotechnology |  | 135850 |  |  | Research Infrastructure |  |  |  |  | kiran@ihbt.res.in
Multipurpose Refrigerated Table Top Centrifuge Sigma 3 16 KL |  |  | NA | NA | NA | NA | NA |  | Sigma 3-16 KL Multipurpose high speed refrigerated table top centrifuge with Accessories | Biotechnology |  | 420373.76 |  |  | Research Infrastructure |  |  |  |  | kiran@ihbt.res.in
Rotary Shaker IR 125 Bench Top |  |  | NA | NA | NA | NA | NA |  | IR-125 Table Rotary Shaker (Bench Top) Sr. No. 941317 | Biotechnology |  | 5023.00 (SFR) |  |  | Research Infrastructure |  |  |  |  | kiran@ihbt.res.in
Horizontal Sterilizer Yorco Autoclave |  |  | NA | NA | NA | NA | NA |  | YORCO AUTOCLAVE HORIZONTAL STERILIZER (450-STERI HP) SIZE 500 x 900MM 9KW | Biotechnology |  | 135000 |  |  | Research Infrastructure |  |  |  |  | kiran@ihbt.res.in
Horizontal Laminar Air Flow System M1500C |  |  | NA | NA | NA | NA | NA |  | Horizontal laminar air flow system air work station M1500C-72-14-24 S/n 00507 | Biotechnology |  | 385664 |  |  | Research Infrastructure |  |  |  |  | ashokgehlot@ihbt.res.in
Multitiered Shaker NBS Innova 500 |  |  | NA | NA | NA | NA | NA |  | NBS multifiered shaker (flow model) Innova 500 completer with accessories | Biotechnology |  | 966341.82 |  |  | Research Infrastructure |  |  |  |  | ashokgehlot@ihbt.res.in
Multitiered Shaker NBS Innova 5000 |  |  | NA | NA | NA | NA | NA |  | NBS multifiered shaker Innova 5000 across flow model no M1-96-002 with off stand equipped with all accessories | Biotechnology |  | 987908.1 |  |  | Research Infrastructure |  |  |  |  | ashokgehlot@ihbt.res.in
Sterilizer YSU 408 Rectangular Horizontal |  |  | NA | NA | NA | NA | NA |  | YSU 408 Sterilizer rectangular (YORCO) Horizontal ISI mark ISI-3829 Part –I size 600 x 900 x1500 mm with complete specs | Biotechnology |  | 53355 |  |  | Research Infrastructure |  |  |  |  | ashokgehlot@ihbt.res.in
Horizontal High Pressure Sterilizer Natsteel |  |  | NA | NA | NA | NA | NA |  | Natsteel horizontal rectangular high pressure single door sterilizer with set of spare and accessories | Biotechnology |  | 1325115 |  |  | Research Infrastructure |  |  |  |  | kunjansaxena@ihbt.res.in
Microbial Fermenter Biostat C Plus 15 Ltr |  |  | NA | NA | NA | NA | NA |  | Biostat C-Plus microbial fermenter 15 ltr working capacity total capacity 22 ltr B-8849 223 computer with accessories | Biotechnology |  | 2828985 |  |  | Research Infrastructure |  |  |  |  | kunjansaxena@ihbt.res.in
Ozone Generator Unit |  |  | NA | NA | NA | NA | NA |  | Ozone Generator unit model OXY,ION,100,051 | Biotechnology |  | 9858 |  |  | Research Infrastructure |  |  |  |  | vshankar@ihbt.res.in
Mini Micro Centrifuge |  |  | NA | NA | NA | NA | NA |  | 1) Mini Micro Centrifuge 2) Rotor 1.5 & 2 ml tube 3) Rotor 8 x 0.2ml | Biotechnology |  | 15930 |  |  | Research Infrastructure |  |  |  |  | vshankar@ihbt.res.in
Magnetic Stirrer R05 |  |  | NA | NA | NA | NA | NA |  | Magnetic Stirrer R05 | Biotechnology |  | 99958 |  |  | Research Infrastructure |  |  |  |  | vshankar@ihbt.res.in
Magnetic Stirrer RH Basic 2 |  |  | NA | NA | NA | NA | NA |  | Magnetic Stirrer RH basic2 | Biotechnology |  | 33630 |  |  | Research Infrastructure |  |  |  |  | vshankar@ihbt.res.in
Vortex Shaker Swirlex |  |  | NA | NA | NA | NA | NA |  | Vortex Shaker swirlex cat. No. E11190 | Biotechnology |  | 12390 |  |  | Research Infrastructure |  |  |  |  | vshankar@ihbt.res.in
Industrial Oven T 24 |  |  | NA | NA | NA | NA | NA |  | Industrial oven (T-24) inside and outside made of mild steel inner chamber size 915x840x915mm temp. range 50-250 degree C complete with accessories, 24 aluminium trays-1, blower with on/off switch, thermostat | Biotechnology |  | 80000 |  |  | Research Infrastructure |  |  |  |  | vshankar@ihbt.res.in
Oxygen Meter with Probe Discover HQYOD |  |  | NA | NA | NA | NA | NA |  | Discover oxygen meter with probe a HQYOD Lnal input multi parameter digital meter CT.NO. HQYODYOD5360 MAKE – USA | Biotechnology |  | 49000 |  |  | Research Infrastructure |  |  |  |  | vshankar@ihbt.res.in
Rotary Evaporator Buchi Rotavapor R 220 |  |  | NA | NA | NA | NA | NA |  | Buchi Rotavapor R-220 complete with accessories | Biotechnology |  | 1668700 |  |  | Research Infrastructure |  |  |  |  | vshankar@ihbt.res.in
Ultra Low Temperature Freezer Haier |  |  | NA | NA | NA | NA | NA |  | Haier make Microprocessor control ultra low temperature freezer chest horizontal complete with accessories | Biotechnology |  | 248969.25 |  |  | Research Infrastructure |  |  |  |  | vshankar@ihbt.res.in
Digital Vacuum Oven with Pump |  |  | NA | NA | NA | NA | NA |  | High performance microprocessor digital vacuum oven own vac MD DGTL 220 sl weight 164kg 94x94x145cm with vacuum pump 2561c-50 | Biotechnology |  | 345245 |  |  | Research Infrastructure |  |  |  |  | vshankar@ihbt.res.in
Refrigerated Centrifuge Evolution RC Sorvall CE |  |  | NA | NA | NA | NA | NA |  | 1) Evolution RC, refrigerated centrifuge sorvalls CE 2) SLC – 6000 PC Rotor 3) SE 12 ROTOR 4) SLA – 1500 superlight rotor | Biotechnology |  | 1799329.3 |  |  | Research Infrastructure |  |  |  |  | vshankar@ihbt.res.in
HPLC System with Accessories |  |  | NA | NA | NA | NA | NA |  | Water HPLC system complete with accessories & Computer HP with accessories Colour LaserJet printer & 6KVA UPS with 1 Hr. back up | Biotechnology |  | 63945 |  |  | Research Infrastructure |  |  |  |  | vshankar@ihbt.res.in
Freeze Dryer System 85 Degree C |  |  | NA | NA | NA | NA | NA |  | Free zone dried freezer dry system -85 degree C cat. no. 7400030 complete with accessories | Biotechnology |  | 321634.55 |  |  | Research Infrastructure |  |  |  |  | vshankar@ihbt.res.in
Digital Peristaltic Pump Masterflex LS |  |  | NA | NA | NA | NA | NA |  | Master flex L/S economy digital pump cat. no. SS 77920-37 | Biotechnology |  | 118000 |  |  | Research Infrastructure |  |  |  |  | vshankar@ihbt.res.in
Polytron Homogenizer PT DA 6060 2 |  |  | NA | NA | NA | NA | NA |  | PT-DA 6060/2 polytron aggregate 60 mm with consumable accessories as vessel holder st-34 | Biotechnology |  | 98207 |  |  | Research Infrastructure |  |  |  |  | vshankar@ihbt.res.in
Bench Top Fermentation System Labfors 3 |  |  | NA | NA | NA | NA | NA |  | Bench top programmable fermentation system bioreactor labfors 3 pack 202 TV NW200 with accessories S/N. S-000115133 | Biotechnology |  | 1558506.24 |  |  | Research Infrastructure |  |  |  |  | vshankar@ihbt.res.in
Brix Refractometer ERMA Japan |  |  | NA | NA | NA | NA | NA |  | Brix refractometer 0-32% ERMA (JAPAN MAKE) | Biotechnology |  | 14020 |  |  | Research Infrastructure |  |  |  |  | vshankar@ihbt.res.in
Rotary Evaporator Buchi Rotavapor R 210 |  |  | NA | NA | NA | NA | NA |  | BUCHI ROTAVAPOR R-210 | Biotechnology |  | 338820 |  |  | Research Infrastructure |  |  |  |  | vshankar@ihbt.res.in
Ultrasonic Cleaner Bath |  |  | NA | NA | NA | NA | NA |  | Ultrasonic cleaner bath SS 20/1928 | Biotechnology |  | 41167 |  |  | Research Infrastructure |  |  |  |  | vshankar@ihbt.res.in
Water Bath Shaker |  |  | NA | NA | NA | NA | NA |  | Water bath shaker 20/1934 | Biotechnology |  | 56306 |  |  | Research Infrastructure |  |  |  |  | vshankar@ihbt.res.in
Autoclave Vertical |  |  | NA | NA | NA | NA | NA |  | Autoclave vertical 20/1935 | Biotechnology |  | 54000 |  |  | Research Infrastructure |  |  |  |  | vshankar@ihbt.res.in
Laminar Air Flow Unit |  |  | NA | NA | NA | NA | NA |  | Laminar air flow 20/1936 | Biotechnology |  | 155900 |  |  | Research Infrastructure |  |  |  |  | vshankar@ihbt.res.in
Incubator Shaker |  |  | NA | NA | NA | NA | NA |  | Incubator shaker 20/1938 | Biotechnology |  | 129000 |  |  | Research Infrastructure |  |  |  |  | vshankar@ihbt.res.in
Buchi Rotavapor System with Vacuum Pump and Condenser |  |  | NA | NA | NA | NA | NA |  | BUCHI ROTAVAPOUR SYSTEM COMPRISING OF ROTAVAPOUR R-230VWITH VACUUM PUMP WITH CONDENSER (VERTICAL) NORMAL GLASS DRIVE UNIT MOTORISED QUICK ACTION JACK AND AUTOMATIC FITTING OF THE FLASH POWER WITH VACUUM PUMP V850 | Biotechnology |  | 365936.4 |  |  | Research Infrastructure |  |  |  |  | vshankar@ihbt.res.in
Flaking Machine |  |  | NA | NA | NA | NA | NA |  | FLACKING MACHINE CAPACITY 10-20KG/HR. WITH CONTROL PANEL | Biotechnology |  | 497500 |  |  | Research Infrastructure |  |  |  |  | vshankar@ihbt.res.in
Orbitek LE Lab Refrigerator Incubator Shaker |  |  | NA | NA | NA | NA | NA |  | Orbitek-LE lab refrigerator incubator shaker (Model-ORBITEK-LE-TT-A) | Biotechnology |  | 609706 |  |  | Research Infrastructure |  |  |  |  | vshankar@ihbt.res.in
Pasta Extruder |  |  | NA | NA | NA | NA | NA |  | 1) Sandore M*20 Pasta EXTRUDER 2) Automatic Static Dryer Chamber 3) Pasta Steamer (Trays SS12-30Nos,Rack of Tray SS trolley 1 Nos) | Biotechnology |  | 1734600 |  |  | Research Infrastructure |  |  |  |  | vshankar@ihbt.res.in
Vapour Humidifier |  |  | NA | NA | NA | NA | NA |  | Vapour Humidifier | Biotechnology |  | 17918 |  |  | Research Infrastructure |  |  |  |  | vshankar@ihbt.res.in
MSW BOD |  |  | NA | NA | NA | NA | NA |  | MSW BOD | Biotechnology |  | 285000 |  |  | Research Infrastructure |  |  |  |  | vshankar@ihbt.res.in
Humidifier Evaporator |  |  | NA | NA | NA | NA | NA |  | Humidifier Evaporation against GEM contract no GEMC-5116877291295 dtd. 06.12.2024 | Biotechnology |  | 40000 |  |  | Research Infrastructure |  |  |  |  | vshankar@ihbt.res.in
Plant Growth Chamber |  |  | NA | NA | NA | NA | NA |  | Plant Growth Chamber | Biotechnology |  | 6890000 |  |  | Research Infrastructure |  |  |  |  | shivpandey@ihbt.res.in
Table top centrifuge |  |  | NA | NA | NA | NA | NA |  | Multipurpose refrigerated table top centrifuge, multifuge 35 R plus complete with accessories | Biotechnology |  | 583692.9 |  |  | Research Infrastructure |  |  |  |  | vandana@ihbt.res.in
Applied Biosystem |  |  | NA | NA | NA | NA | NA |  | Applied Biosystem LCD display interface PCR machine black sr. no. 44836378 | Biotechnology |  | 494998 |  |  | Research Infrastructure |  |  |  |  | vandana@ihbt.res.in
Refrigerated cetrifuge |  |  | NA | NA | NA | NA | NA |  | Refrigerated cetrifuge | Biotechnology |  | 63630 |  |  | Research Infrastructure |  |  |  |  | vandana@ihbt.res.in
Plant Growth chamber |  |  | NA | NA | NA | NA | NA |  | Plant Growth chamber | Biotechnology |  | 725767.38 |  |  | Research Infrastructure |  |  |  |  | arunkumar@ihbt.res.in
Plant Growth chamber |  |  | NA | NA | NA | NA | NA |  | Plant Growth chamber | Biotechnology |  | 793693.38 |  |  | Research Infrastructure |  |  |  |  | arunkumar@ihbt.res.in
Percival Plant Growth Chamber |  |  | NA | NA | NA | NA | NA |  | Percival Plant Growth chamber model E 4112 complete with Accessories | Biotechnology |  | 730609.3 |  |  | Research Infrastructure |  |  |  |  | arunkumar@ihbt.res.in
Dual Wavelength Benchtop Transilluminator |  |  | NA | NA | NA | NA | NA |  | Mastrogen Dual Wavelength Benchtop type Transilluminator UV, Sr.No. 4270599120211 | Biotechnology |  | 93874 |  |  | Research Infrastructure |  |  |  |  | arunkumar@ihbt.res.in
Orbitek LED Display Shaking Incubator |  |  | NA | NA | NA | NA | NA |  | Orbitek LED display shaking incubators | Biotechnology |  | 999436 |  |  | Research Infrastructure |  |  |  |  | sarita@ihbt.res.in
Orbitek LED Display Shaking Incubator |  |  | NA | NA | NA | NA | NA |  | Orbitek LED display shaking incubators | Biotechnology |  | 698277 |  |  | Research Infrastructure |  |  |  |  | sarita@ihbt.res.in
Weighing Balance KEMCB |  |  | NA | NA | NA | NA | NA |  | Weighing Balance KEMCB | Environmental Technology |  | 238603 |  |  | Research Infrastructure |  |  |  |  | amitchawla@ihbt.res.in
Magnetic Stirrer with Hot Plate Spinot |  |  | NA | NA | NA | NA | NA |  | Spinot Magnetic Stirrer with Hot Plate | Environmental Technology |  | 16217 |  |  | Research Infrastructure |  |  |  |  | amitchawla@ihbt.res.in
Digital Thermometer Fisher Traceable |  |  | NA | NA | NA | NA | NA |  | Fisher Traceable Digital Thermometer | Environmental Technology |  | 14092 |  |  | Research Infrastructure |  |  |  |  | amitchawla@ihbt.res.in
Flame Photometer BWB XP |  |  | NA | NA | NA | NA | NA |  | BWB-XP Flame Photometer For analysis of N.A.K.11 C.A with Simalanteous | Environmental Technology |  | 368507.94 |  |  | Research Infrastructure |  |  |  |  | amitchawla@ihbt.res.in
Trinocular Research Microscope Nikon E 200 |  |  | NA | NA | NA | NA | NA |  | Nikon Trinocular Research Microscope Model E-200 with accessories | Environmental Technology |  | 349376.17 |  |  | Research Infrastructure |  |  |  |  | amitchawla@ihbt.res.in
Meteorological Observation Tower 30 Meter |  |  | NA | NA | NA | NA | NA |  | 30 Mtr. Instrumented Meterological Observation Tower with Facilities for Telemetric Data Transmission with accessories | Environmental Technology |  | 2049059 |  |  | Research Infrastructure |  |  |  |  | amitchawla@ihbt.res.in
Refrigerator LG Double Door |  |  | NA | NA | NA | NA | NA |  | LG Double Door Refrigerator Capacity 639 Ltr. Model-GRB812 | Environmental Technology |  | 68000 |  |  | Research Infrastructure |  |  |  |  | amitchawla@ihbt.res.in
Analytical Balance AS 220 2 |  |  | NA | NA | NA | NA | NA |  | Analytical Balance AS(220/2) Capacity 220 g, Readability 0.1 mg | Environmental Technology |  | 97256 |  |  | Research Infrastructure |  |  |  |  | amitchawla@ihbt.res.in
Autoclave YSI 402 |  |  | NA | NA | NA | NA | NA |  | YSI-402, Autoclave Size (550 x 750) mm Automatic Water Level of Digital Temperature Pressure with Time | Environmental Technology |  | 17802750 |  |  | Research Infrastructure |  |  |  |  | amitchawla@ihbt.res.in
Quartz Distillation Unit |  |  | NA | NA | NA | NA | NA |  | 72240020 Quartz Distillation Unit 2 litres with Water Purification System Double Stage with Quantz Boiler | Environmental Technology |  | 230393.28 |  |  | Research Infrastructure |  |  |  |  | amitchawla@ihbt.res.in
Bench Top PH Meter Eutech Cyber Scan PH 7 |  |  | NA | NA | NA | NA | NA |  | SE UPH-7.0 meter with electrode, EUTECH `Bench Top PH meter cyber seam PH-7.0 (ECFC72521016) ATC Probe (ECPH TEMPBOHP) Intergical Electrode and 100/240 AC Adaptor | Environmental Technology |  | 42685 |  |  | Research Infrastructure |  |  |  |  | amitchawla@ihbt.res.in
Horizontal Laminar Flow Work Station Klenz Flow |  |  | NA | NA | NA | NA | NA |  | Klenz Flow Horizontal Laminar Flow Clean Air Work Station Model-1500 c-48-24-24 Sr No. 204/0913, MOC WM | Environmental Technology |  | 178500 |  |  | Research Infrastructure |  |  |  |  | amitchawla@ihbt.res.in
Horizontal Laminar Air Flow Keonzoids |  |  | NA | NA | NA | NA | NA |  | Keonzoids Horizontal Laminar Air Flow Low Glass | Environmental Technology |  | 59456 |  |  | Research Infrastructure |  |  |  |  | amitchawla@ihbt.res.in
Planetary Mixer |  |  | NA | NA | NA | NA | NA |  | Planetary Mixer | Environmental Technology |  | 44375 |  |  | Research Infrastructure |  |  |  |  | amitchawla@ihbt.res.in
Weighing Balance 5 Kg |  |  | NA | NA | NA | NA | NA |  | Weighing Balance Cap. 5 Kg | Environmental Technology |  | 7102 |  |  | Research Infrastructure |  |  |  |  | amitchawla@ihbt.res.in
Magnetic Stirrer with Hot Plate Spinot Tarson |  |  | NA | NA | NA | NA | NA |  | Spinot Magnetic Stirrer Hot Plate Cat No. 6030, Tarson | Environmental Technology |  | 14309.91 |  |  | Research Infrastructure |  |  |  |  | amitchawla@ihbt.res.in
Vortex Shaker Spinix |  |  | NA | NA | NA | NA | NA |  | Spinix Vortex Shaker 3020 | Environmental Technology |  | 8906.61 |  |  | Research Infrastructure |  |  |  |  | amitchawla@ihbt.res.in
Quartz Distillation Unit Perfit |  |  | NA | NA | NA | NA | NA |  | Perfit All Quartz Distillation Unit | Environmental Technology |  | 99900 |  |  | Research Infrastructure |  |  |  |  | amitchawla@ihbt.res.in
Analytical Balance Mettler Toledo ME 103 120G |  |  | NA | NA | NA | NA | NA |  | Analytical Balance ME 103/120G-IMG METTLER TOLEDO | Environmental Technology |  | 96005 |  |  | Research Infrastructure |  |  |  |  | amitchawla@ihbt.res.in
PH Conductivity TDS Meter ECPCWP30003 |  |  | NA | NA | NA | NA | NA |  | ECPCWP30003 K Water Proof Cyber Scan PC300 pH/ Conductivity/ TDS Meter with Double Junction pH Electrode ECFC7252201B; Conductivity Electrode; 2 Electrode Holders (12 mm dia; 16 mm dia.) & pH/ Conductivity carrying kit set | Environmental Technology |  | 81046.87 |  |  | Research Infrastructure |  |  |  |  | amitchawla@ihbt.res.in
Tree Core Reader |  |  | NA | NA | NA | NA | NA |  | Tree Core Reader with all accessories | Environmental Technology |  | 45660 |  |  | Research Infrastructure |  |  |  |  | amitchawla@ihbt.res.in
Digital Micrometer 0 25 mm |  |  | NA | NA | NA | NA | NA |  | Digital Micrometer 0-25 mm | Environmental Technology |  | 4669 |  |  | Research Infrastructure |  |  |  |  | amitchawla@ihbt.res.in
Water Bath Digital 18L Future Bioscience |  |  | NA | NA | NA | NA | NA |  | Catalogue No. –JBN18 Water Bath Digital 18L amp +5 t0 95’c includes Clear Cut Thrown and Base Try From Future Bioscience make Gnant | Environmental Technology |  | 85780.58 |  |  | Research Infrastructure |  |  |  |  | amitchawla@ihbt.res.in
Oven Universal Super Deluxe NSW 143 Narang Scientific Works |  |  | NA | NA | NA | NA | NA |  | NSW-143 Oven Universal Super Deluxe Model 1252 Brand Narang Scientific Works | Environmental Technology |  | 98393 |  |  | Research Infrastructure |  |  |  |  | amitchawla@ihbt.res.in
Infra Red Thermometer Agri Therm 111 |  |  | NA | NA | NA | NA | NA |  | Infra-Red Thermometer Agri-Therm 111 TM (Model 6210 L (Sr No. 7889) | Environmental Technology |  | 516800 |  |  | Research Infrastructure |  |  |  |  | amitchawla@ihbt.res.in
Precision Balance 512 31 |  |  | NA | NA | NA | NA | NA |  | Precision Balance 512-31 Spare with Rechargable Battery Cat No. -10230001 | Environmental Technology |  | 99784 |  |  | Research Infrastructure |  |  |  |  | amitchawla@ihbt.res.in
Rocker Shaker MS NRK |  |  | NA | NA | NA | NA | NA |  | MS-NRK Rocker Shaker Carry Capability -15 Kg | Environmental Technology |  | 99000 |  |  | Research Infrastructure |  |  |  |  | amitchawla@ihbt.res.in
UV Sensor Meter MV 200UV |  |  | NA | NA | NA | NA | NA |  | MV-200UV Separate Sensor with Hand Held Meter | Environmental Technology |  | 74925 |  |  | Research Infrastructure |  |  |  |  | amitchawla@ihbt.res.in
Refrigerated Centrifuge 5804 R |  |  | NA | NA | NA | NA | NA |  | Centrifuge 5804 R, Refrigerated with accessories | Environmental Technology |  | 403549.43 |  |  | Research Infrastructure |  |  |  |  | amitchawla@ihbt.res.in
Portable Area Meter |  |  | NA | NA | NA | NA | NA |  | Portable Area Meter (with Box) | Environmental Technology |  | 1234499.2 |  |  | Research Infrastructure |  |  |  |  | amitchawla@ihbt.res.in
Vertical Deep Freezer F570 86 C |  |  | NA | NA | NA | NA | NA |  | Vertical Deep Freezer Model F570-86 C Ultra Low Temperature Part No. F570300001 Sr No. F570FG011607 | Environmental Technology |  | 549999 |  |  | Research Infrastructure |  |  |  |  | amitchawla@ihbt.res.in
Chlorophyll Content Meter |  |  | NA | NA | NA | NA | NA |  | Chlorophyll content Meter Sr No. 012764 | Environmental Technology |  | 346536.46 |  |  | Research Infrastructure |  |  |  |  | amitchawla@ihbt.res.in
Implosive Protecting Unit SP 3 |  |  | NA | NA | NA | NA | NA |  | Implusive Protecting Unit SP-3 | Environmental Technology |  | 1000 |  |  | Research Infrastructure |  |  |  |  | amitchawla@ihbt.res.in
Plant Water Status Console with Accessories |  |  | NA | NA | NA | NA | NA |  | Plant Water Status Console with accessories I) 3005-1412, Plant Water Slot II) Flexible High Pressure III) 3075L32CR Extension 32 , Set of 4 with all accessories | Environmental Technology |  | 106454.98 |  |  | Research Infrastructure |  |  |  |  | amitchawla@ihbt.res.in
Deep Freezer 400 Ltr Voltas |  |  | NA | NA | NA | NA | NA |  | Deep Freezer 400 Ltr Voltas Hand Top | Environmental Technology |  | 50585.44 |  |  | Research Infrastructure |  |  |  |  | amitchawla@ihbt.res.in
Water Bath Rectangular |  |  | NA | NA | NA | NA | NA |  | Water Bath Rectangular | Environmental Technology |  | 14393.92 |  |  | Research Infrastructure |  |  |  |  | amitchawla@ihbt.res.in
UV Cabinet for Chromatography |  |  | NA | NA | NA | NA | NA |  | UV Cabinet For Chromatography | Environmental Technology |  | 3900 |  |  | Research Infrastructure |  |  |  |  | amitchawla@ihbt.res.in
Hot Plate with Thermostat and Pyrometer |  |  | NA | NA | NA | NA | NA |  | Hot Plate with Thermostat and Pyrometer Size 330 x 455 mm | Environmental Technology |  | 7486 |  |  | Research Infrastructure |  |  |  |  | amitchawla@ihbt.res.in
Multi Parameter Analysis System Model 161E |  |  | NA | NA | NA | NA | NA |  | Multi Parameter Analysis System Model 161E ,3 ½ Digit LCD Display Covering PH Conductivity TDS, DRP DO and Temperature Complete with accessories and Fitted in VIP Brief case | Environmental Technology |  | 16092 |  |  | Research Infrastructure |  |  |  |  | amitchawla@ihbt.res.in
PH Meter Pen Type Entech Singapore |  |  | NA | NA | NA | NA | NA |  | PH Meter Pen Type (Entech Singapore) | Environmental Technology |  | 3060 |  |  | Research Infrastructure |  |  |  |  | amitchawla@ihbt.res.in
Ice Flaker Maker Icematic Italy Model F80 |  |  | NA | NA | NA | NA | NA |  | Icematic Ice Flaker Maker Ice Matic (Italy) Model F-80 compact | Environmental Technology |  | 245000 |  |  | Research Infrastructure |  |  |  |  | amitchawla@ihbt.res.in
Magnetic Stirrer with Hot Plate 300 Watt |  |  | NA | NA | NA | NA | NA |  | Magnetic Stirrer with Hot Plate of 300 Watt | Environmental Technology |  | 2075 |  |  | Research Infrastructure |  |  |  |  | amitchawla@ihbt.res.in
Spare Temperature Controller |  |  | NA | NA | NA | NA | NA |  | Spare Temp. Controller | Environmental Technology |  | 595 |  |  | Research Infrastructure |  |  |  |  | amitchawla@ihbt.res.in
Oxygen Electrical System with Accessories |  |  | NA | NA | NA | NA | NA |  | PE Controlled Oxygen Electrical System Complete with accessories | Environmental Technology |  | 1954870.93 |  |  | Research Infrastructure |  |  |  |  | amitchawla@ihbt.res.in
Gel Documentation Analysis System Alpha Digidoc |  |  | NA | NA | NA | NA | NA |  | Alpha Digidoc TM Gel Documentation Analysis System with accessories | Environmental Technology |  | 893468 |  |  | Research Infrastructure |  |  |  |  | amitchawla@ihbt.res.in
Elemental Analyzer Vario Micro Cube |  |  | NA | NA | NA | NA | NA |  | Elemental Analyser Vario Micro Cube | Environmental Technology |  | 199674.08 |  |  | Research Infrastructure |  |  |  |  | amitchawla@ihbt.res.in
Ultrasonic Cleaner Emla Sonic S3000H |  |  | NA | NA | NA | NA | NA |  | Emla Sonic S.Ultra Sonic Model S-3000H with Heating Part No. 1071162 | Environmental Technology |  | 616768.5 |  |  | Research Infrastructure |  |  |  |  | amitchawla@ihbt.res.in
Hot Air Oven PT 400 A 20 |  |  | NA | NA | NA | NA | NA |  | PT-400 A/20 Hot Air Oven 18x 18 x18 ( Papler Traders make) | Environmental Technology |  | 24995 |  |  | Research Infrastructure |  |  |  |  | amitchawla@ihbt.res.in
Precision Balance Kern 1000 g |  |  | NA | NA | NA | NA | NA |  | Kern Precision Balance 1000 G+ 0.1 G | Environmental Technology |  | 34459 |  |  | Research Infrastructure |  |  |  |  | amitchawla@ihbt.res.in
Oven Universal Digital Model MSW 2111 |  |  | NA | NA | NA | NA | NA |  | Oven Universal Digital Model MSW-2111, No. 040366, with Air Circulation Fan 1D605X605X 510 mm Cap. 336 litre. | Environmental Technology |  | 128424 |  |  | Research Infrastructure |  |  |  |  | amitchawla@ihbt.res.in
Electronic Weighing Balance Citizen CY320C |  |  | NA | NA | NA | NA | NA |  | Electronic Weighing Balance Citizen make Model CY320c, Large LED Display, Capacity 320 gms. Readability 0.001 gm, Pan size 128 mm. | Environmental Technology |  | 43875 |  |  | Research Infrastructure |  |  |  |  | amitchawla@ihbt.res.in
Muffle Furnace MSW 251 DX |  |  | NA | NA | NA | NA | NA |  | Mufel Furrance MSW-251 (DX) Model No. MFLT-7(DX) Chamber Size 150 x 150 x 150 x 300 mm | Environmental Technology |  | 40745 |  |  | Research Infrastructure |  |  |  |  | amitchawla@ihbt.res.in
Portable Photosynthesis System Li 6400 D |  |  | NA | NA | NA | NA | NA |  | Li-6400 D Portable Photo Synthesis System Package with accessories | Environmental Technology |  | 1381345 |  |  | Research Infrastructure |  |  |  |  | amitchawla@ihbt.res.in
Compact Rio Controller CRIO 9074 |  |  | NA | NA | NA | NA | NA |  | CRIO-9074 Compact Rio Controller & Chain Integrated System 400 MHZ Power PC Control | Environmental Technology |  | 167400 |  |  | Research Infrastructure |  |  |  |  | amitchawla@ihbt.res.in
Analog Input Module NI 9205 |  |  | NA | NA | NA | NA | NA |  | NI-9205 ,320 Channel +1-101250 K S/S , 16 Bit Analog Input Module | Environmental Technology |  | 49300 |  |  | Research Infrastructure |  |  |  |  | amitchawla@ihbt.res.in
Air Temperature and Humidity Meter CSL Temp RH Probe |  |  | NA | NA | NA | NA | NA |  | Air Temperature & Relative Humidity Meters, CSL Temp- RH Prob with 10 CFT Plate Gel Solar Radiation | Environmental Technology |  | 397322 |  |  | Research Infrastructure |  |  |  |  | amitchawla@ihbt.res.in
Programmable Controlled Role Freezer Seed Benic Xryo 560 16 |  |  | NA | NA | NA | NA | NA |  | Seed Benic Xryo 560/16 Programmable Controlled Role Freezer System Complete with Accessories | Environmental Technology |  | 1375224 |  |  | Research Infrastructure |  |  |  |  | amitchawla@ihbt.res.in
Hand Held Recl Far Red Sensor with Display |  |  | NA | NA | NA | NA | NA |  | i) Hand held Recl / Far Red Sensor with Display and Data -Logging capability Sensor Requirements. ii) Hand held Display Requirements Hand held Display Battery Powered (Min 10 hrs of Continous Operation) iii) PAR SENSOR Par Quantum Sensor Compatible With Item No. 2 Silicon Photodiode Based Detector or Better Wave length range with Solar mounting Bracket and Leveling Plate. | Environmental Technology |  | 499901 |  |  | Research Infrastructure |  |  |  |  | amitchawla@ihbt.res.in
Refrigerator LG 185 Ltr |  |  | NA | NA | NA | NA | NA |  | LG Refrigerator 185 Ltrs. | Environmental Technology |  | 9431 |  |  | Research Infrastructure |  |  |  |  | amitchawla@ihbt.res.in
Sound Level Meter Testo 86 I |  |  | NA | NA | NA | NA | NA |  | Sound Level Meter (Testo 86-I) | Environmental Technology |  | 54870 |  |  | Research Infrastructure |  |  |  |  | amitchawla@ihbt.res.in
Refrigerator Sony Double Locker Door 576 Ltr |  |  | NA | NA | NA | NA | NA |  | Refrigerator Double Locker Door make Sony 576 ltr. | Agrotechnology |  | 62500 |  |  | Research Infrastructure |  |  |  |  | girish@ihbt.res.in
Aerosol Fumigator Humidifier |  |  | NA | NA | NA | NA | NA |  | Aerosol Fumigator (Humidifier) | Agrotechnology |  | 25596 |  |  | Research Infrastructure |  |  |  |  | girish@ihbt.res.in
Portable Leaf Area Meter ADC AM300 |  |  | NA | NA | NA | NA | NA |  | Portable Leaf Area Meter ADC make Model AM300 Complete with all accessories | Agrotechnology |  | 237563.81 |  |  | Research Infrastructure |  |  |  |  | girish@ihbt.res.in
Rotary Flask Shaker Heavy Duty OSR 231 |  |  | NA | NA | NA | NA | NA |  | Rotary Flask Shaker Heavy Duty "OSR-231" | Agrotechnology |  | 72000 |  |  | Research Infrastructure |  |  |  |  | girish@ihbt.res.in
Gas Chromatograph Shimadzu |  |  | NA | NA | NA | NA | NA |  | Shimadzu Gas Chromatography with Complete Accessories | Agrotechnology |  | 9249301 |  |  | Research Infrastructure |  |  |  |  | girish@ihbt.res.in
Gas Filter Station |  |  | NA | NA | NA | NA | NA |  | Gas Filter Station Consisting of Tubing Silica gel Molecular Shelves Filter Oxitrap for Cannier Gas on/off Valve | Agrotechnology |  | 33750 |  |  | Research Infrastructure |  |  |  |  | girish@ihbt.res.in
Direct Q35 Kit Millipore System |  |  | NA | NA | NA | NA | NA |  | 1) ZRQSOPOIN Direct Q3.5 Kit (1N) 2) Sproos IAI Smart Pack DQ3 3)MPG02001 Millipack G.P. Non- Star (1 Box) | Agrotechnology |  | 95133.13 |  |  | Research Infrastructure |  |  |  |  | girish@ihbt.res.in
Atomic Absorption Spectrophotometer AA 6300 |  |  | NA | NA | NA | NA | NA |  | Atomic Absorption Spectrophotometer Model ; AA-6300 with Accessories Sr No. A305244 | Agrotechnology |  | 4236375 |  |  | Research Infrastructure |  |  |  |  | girish@ihbt.res.in
Deep Freezer Horizontal IEC Make |  |  | NA | NA | NA | NA | NA |  | Deep Freezer Horizontal IEC Make | Agrotechnology |  | 32434.25 |  |  | Research Infrastructure |  |  |  |  | girish@ihbt.res.in
Analytical Multifunction Balance A and D MFX 40 |  |  | NA | NA | NA | NA | NA |  | A & D Analytical Multifunction Balance M-f x 40 cap, 41 gm Sr No. 057 05782 | Agrotechnology |  | 56316 |  |  | Research Infrastructure |  |  |  |  | girish@ihbt.res.in
Digital Thermo Hygrometer THT |  |  | NA | NA | NA | NA | NA |  | Digital Thermo Hydrometer Live Display ; THT | Agrotechnology |  | 1580 |  |  | Research Infrastructure |  |  |  |  | girish@ihbt.res.in
Refrigerator Videocon Double Door 200 Ltr |  |  | NA | NA | NA | NA | NA |  | Refrigerator Videocon Double Door 200 Ltr. | Agrotechnology |  | 12990 |  |  | Research Infrastructure |  |  |  |  | girish@ihbt.res.in
Refrigerator Kelvinator 330 Ltr |  |  | NA | NA | NA | NA | NA |  | Refrigerator Kelvinator Cap. 330 Litre | Agrotechnology |  | 25900 |  |  | Research Infrastructure |  |  |  |  | girish@ihbt.res.in
Precision Balance Precisa 6200 C |  |  | NA | NA | NA | NA | NA |  | Precisa Precision Balance Model 6200 C Cap. 6200 gm Sr No. 48847 | Agrotechnology |  | 50600 |  |  | Research Infrastructure |  |  |  |  | girish@ihbt.res.in
Refrigerator Kelvinator 345 Ltr Double Door |  |  | NA | NA | NA | NA | NA |  | Refrigerator Kelvinator 345 litre Double Door Frost Free | Agrotechnology |  | 24990 |  |  | Research Infrastructure |  |  |  |  | girish@ihbt.res.in
Vortex Shaker Spinix Tarson |  |  | NA | NA | NA | NA | NA |  | Spinix Vortex Shaker (Tarson) | Agrotechnology |  | 41984.87 |  |  | Research Infrastructure |  |  |  |  | girish@ihbt.res.in
Autoclave JSGW 1226 2 |  |  | NA | NA | NA | NA | NA |  | Autoclave JSGW Model 1226/2 | Agrotechnology |  | 25272 |  |  | Research Infrastructure |  |  |  |  | girish@ihbt.res.in
Automatic Spray Tower with Compressor |  |  | NA | NA | NA | NA | NA |  | Automatic Potter Lab Spray Tower with Compressor | Agrotechnology |  | 464707 |  |  | Research Infrastructure |  |  |  |  | girish@ihbt.res.in
Humidity Controlled Oven Rivotek |  |  | NA | NA | NA | NA | NA |  | Humidity Controlled Oven ‘RIVOTEK’ make Temp. Range 10-60 Degrees, C. Inner Dimension 60 x 60 x 90 & Outer Dimension 105 x 80 x 175 cap. 324 litre | Agrotechnology |  | 115035.18 |  |  | Research Infrastructure |  |  |  |  | girish@ihbt.res.in
Binocular Stereo Zoom Microscope Nikon SM22 BD |  |  | NA | NA | NA | NA | NA |  | Nikon Japan Binocular Stereo Zoom Microscope Model SM22 – BD with accessories | Agrotechnology |  | 52273.5 |  |  | Research Infrastructure |  |  |  |  | girish@ihbt.res.in
Ultrasonic Processor |  |  | NA | NA | NA | NA | NA |  | Ultrasonic Processor with accessories | Agrotechnology |  | 245097 |  |  | Research Infrastructure |  |  |  |  | girish@ihbt.res.in
Compressor Suction Pump Millipore |  |  | NA | NA | NA | NA | NA |  | Compressor/Suction Pump (Vaccum Pressure Pump) Millipore Make Cat No. XX522050 specifications baked channels fine shed die eastalum body pump –head armature covered high grade surface SS. Leaf valve vaccum Up 635 mm | Agrotechnology |  | 56697 |  |  | Research Infrastructure |  |  |  |  | girish@ihbt.res.in
Vortex Mixer Scientronic |  |  | NA | NA | NA | NA | NA |  | Scientronic Vortex Mixer with Card and Plug | Agrotechnology |  | 730 |  |  | Research Infrastructure |  |  |  |  | girish@ihbt.res.in
Precision Micro Applicator |  |  | NA | NA | NA | NA | NA |  | Precision Micro Applicator with accessories | Agrotechnology |  | 350627 |  |  | Research Infrastructure |  |  |  |  | girish@ihbt.res.in
Digital Camera Nikon D80 with Lens |  |  | NA | NA | NA | NA | NA |  | Digital Camera Nikon D 80 with Lens ; AF SDX Zoom Nikon 10-135 mm Nikon D 80 Kit | Agrotechnology |  | 27000 |  |  | Research Infrastructure |  |  |  |  | girish@ihbt.res.in
Fume Hood Assembly |  |  | NA | NA | NA | NA | NA |  | Fume Hood Assy | Agrotechnology |  | 22220 |  |  | Research Infrastructure |  |  |  |  | girish@ihbt.res.in
Stirring Hot Plate |  |  | NA | NA | NA | NA | NA |  | Stirring Hot Plate Catalogue Number -04671-32 | Agrotechnology |  | 29215 |  |  | Research Infrastructure |  |  |  |  | girish@ihbt.res.in
Electronic Automatic Kel Plus Microprocessor Based Twenty Place Macro Block Digestion System |  |  | NA | NA | NA | NA | NA |  | Electronic Automatic KEL Plus Microprocessor Based Twenty Place Macro Block Digestion System Model; KES 20L | Agrotechnology |  | 182711.2 |  |  | Research Infrastructure |  |  |  |  | girish@ihbt.res.in
Gas Purify System |  |  | NA | NA | NA | NA | NA |  | Gas Purify System Gas Purification and Control Panel | Agrotechnology |  | 90338 |  |  | Research Infrastructure |  |  |  |  | girish@ihbt.res.in
Water Fast Analytical LC UPLC System |  |  | NA | NA | NA | NA | NA |  | Water Fast analytical LC/UPLC System complete with accessories | Agrotechnology |  | 2397362.94 |  |  | Research Infrastructure |  |  |  |  | girish@ihbt.res.in
Acquity UPLC BEH C18 Column |  |  | NA | NA | NA | NA | NA |  | Acquity UPLC BEH C18, 1.7 UM 2 .1 x 100 mm COL | Agrotechnology |  | 79490 |  |  | Research Infrastructure |  |  |  |  | girish@ihbt.res.in
Buchi Rotary Evaporator System |  |  | NA | NA | NA | NA | NA |  | Buchi Rotary Evaporator System No. 23011VO1112 Rotar R-210 with 850, V29/32 with heating bath , B-491-20 180’c , Vaccum Pump,V-700 with Chiller FT05 | Agrotechnology |  | 615439.84 |  |  | Research Infrastructure |  |  |  |  | girish@ihbt.res.in
Oven Universal MAC Make |  |  | NA | NA | NA | NA | NA |  | MSW 211 (SAD) Oven Universal MAC make Size 605x 605 x 605 mm | Agrotechnology |  | 58358 |  |  | Research Infrastructure |  |  |  |  | girish@ihbt.res.in
Refrigerator LG Make |  |  | NA | NA | NA | NA | NA |  | Refrigerator 478 YS YX4 LG make Sr No. J25ZINR | Agrotechnology |  | 44000 |  |  | Research Infrastructure |  |  |  |  | girish@ihbt.res.in
Magnus MLXI LED Microscope |  |  | NA | NA | NA | NA | NA |  | Magnus MLXI (LED) Microscope with accessories | Agrotechnology |  | 94720 |  |  | Research Infrastructure |  |  |  |  | girish@ihbt.res.in
Electronic Analytical Weighing Balance Sartorius Make |  |  | NA | NA | NA | NA | NA |  | Electronic Analytical Weighing Machine Balance Model No. 224 S make Sartorius | Agrotechnology |  | 88611 |  |  | Research Infrastructure |  |  |  |  | girish@ihbt.res.in
MS NRK Rocker Shaker |  |  | NA | NA | NA | NA | NA |  | MS NRK-Rocker Shaker | Agrotechnology |  | 75644 |  |  | Research Infrastructure |  |  |  |  | girish@ihbt.res.in
Spinwin Micro Centrifuge |  |  | NA | NA | NA | NA | NA |  | 1040 Spinwin- Micro Centrifuge MC-03 | Agrotechnology |  | 64937 |  |  | Research Infrastructure |  |  |  |  | girish@ihbt.res.in
Autoclave Vertical Eco Model |  |  | NA | NA | NA | NA | NA |  | MSW-101 Autoclave Vertical Eco Model | Agrotechnology |  | 78800 |  |  | Research Infrastructure |  |  |  |  | girish@ihbt.res.in
Water Bath with Lid |  |  | NA | NA | NA | NA | NA |  | Water Bath with Lid | Agrotechnology |  | 84419 |  |  | Research Infrastructure |  |  |  |  | girish@ihbt.res.in
Bench Top Refrigerated Centrifuge |  |  | NA | NA | NA | NA | NA |  | Bench Top Refrigerated Centrifuge Model -75007294 | Agrotechnology |  | 435000 |  |  | Research Infrastructure |  |  |  |  | girish@ihbt.res.in
Water Bath NB9 |  |  | NA | NA | NA | NA | NA |  | Water Bath NB-9 with HD Cap-9.5 Litre. | Agrotechnology |  | 84420 |  |  | Research Infrastructure |  |  |  |  | girish@ihbt.res.in
Elma Sonic Ultrasonic Model S300H |  |  | NA | NA | NA | NA | NA |  | Elma Sonic S. Ultrasonic Model S300H with Heating part No. 1071162 | Agrotechnology |  | 616768.5 |  |  | Research Infrastructure |  |  |  |  | girish@ihbt.res.in
Nikon Trinocular Stereo Zoom Microscope |  |  | NA | NA | NA | NA | NA |  | Nikon Trinocular Stero -Zoom Microscope , Model SMZ-1000, Digital Camera with accessories. | Agrotechnology |  | 136781 |  |  | Research Infrastructure |  |  |  |  | girish@ihbt.res.in
Nikon Trinocular Phase Contrast Microscope |  |  | NA | NA | NA | NA | NA |  | Nikon Trinocular Phase Contract Micrscope Model 501 complete with accessories. | Agrotechnology |  | 295208 |  |  | Research Infrastructure |  |  |  |  | girish@ihbt.res.in
Rotary Shaker Heavy Duty |  |  | NA | NA | NA | NA | NA |  | Rotary Shaker HD with Platform S.S size 24"x 24"provided with Lotus Clamps to folds 64 Flasks fitted with heavy duty DC Drive meter add speed Control Model Mac MSW-203 | Agrotechnology |  | 54562 |  |  | Research Infrastructure |  |  |  |  | girish@ihbt.res.in
T90 Double Beam UV Visible Spectrophotometer |  |  | NA | NA | NA | NA | NA |  | T90 Double Beam UV Visible spectrophotometer wavelength range of 190-900 Nm and A variable B and pass system is fully Controlled via UV | Agrotechnology |  | 189301.32 |  |  | Research Infrastructure |  |  |  |  | girish@ihbt.res.in
Electronic Digital Weighing Balance |  |  | NA | NA | NA | NA | NA |  | Electronic Digital Weighing Balance | Agrotechnology |  | 73406.25 |  |  | Research Infrastructure |  |  |  |  | girish@ihbt.res.in
Electronic Weighing Balance GX400 |  |  | NA | NA | NA | NA | NA |  | 1) Electronic Weighing balance Cap. 410 M-GX400, Readibility 0.001g 2) Glasdraft shieldfor GX/GF 3)Dust cover 4) RS-232 cable (25 x 9) | Agrotechnology |  | 68625 |  |  | Research Infrastructure |  |  |  |  | rakeshkumar@ihbt.res.in
Chlorophyll Content Meter |  |  | NA | NA | NA | NA | NA |  | Chlorophyll Context Meter , Model CCM 220 with battery software Serial cable and manual | Agrotechnology |  | 106875 |  |  | Research Infrastructure |  |  |  |  | rakeshkumar@ihbt.res.in
Hot Air Oven Sentwin Model Rub 501 |  |  | NA | NA | NA | NA | NA |  | Hot Air Oven sentwin Model Rub 501 size 605 x910 x 455 mm | Agrotechnology |  | 29025 |  |  | Research Infrastructure |  |  |  |  | rakeshkumar@ihbt.res.in
KCS Automatic Macro Block |  |  | NA | NA | NA | NA | NA |  | KCS Automatic Macro Block with accessories | Agrotechnology |  | 678038 |  |  | Research Infrastructure |  |  |  |  | rakeshkumar@ihbt.res.in
TDR Soil Moisture Meter |  |  | NA | NA | NA | NA | NA |  | TDR soil moisture Meter Sr No. 14478 TDR-300 | Agrotechnology |  | 121294.89 |  |  | Research Infrastructure |  |  |  |  | rakeshkumar@ihbt.res.in
Digital Plant Canopy Imager |  |  | NA | NA | NA | NA | NA |  | Digital Plant canopy imager Model e1-110 complete with accessories | Agrotechnology |  | 546125 |  |  | Research Infrastructure |  |  |  |  | rakeshkumar@ihbt.res.in
Universal Oven Microprocessor Based Sentiwin Brand |  |  | NA | NA | NA | NA | NA |  | Universal oven Microprocessor based sentiwin Brand size 600 x900 x 910 mm cap. 500 ltr. | Agrotechnology |  | 138900 |  |  | Research Infrastructure |  |  |  |  | rakeshkumar@ihbt.res.in
LI6400 XTR Portable Photosynthesis Fluorescence System |  |  | NA | NA | NA | NA | NA |  | LI-6400 XTR Portable photo synthesis Fluoresce System | Agrotechnology |  | 52456.35 |  |  | Research Infrastructure |  |  |  |  | rakeshkumar@ihbt.res.in
Double Door Refrigerator |  |  | NA | NA | NA | NA | NA |  | Doulbe door refrigerator | Agrotechnology |  | 64900 |  |  | Research Infrastructure |  |  |  |  | rakeshkumar@ihbt.res.in
Glassco Magnetic Stirrer |  |  | NA | NA | NA | NA | NA |  | Glassco Metal Alloy Electronically controlled Magnetic Stirrers | Agrotechnology |  | 37800 |  |  | Research Infrastructure |  |  |  |  | rakeshkumar@ihbt.res.in
Labwan Bench Type Water Quality Meter |  |  | NA | NA | NA | NA | NA |  | Labwan Bench type water quality meter/ Analyzer measuring Multi parameter | Agrotechnology |  | 95000 |  |  | Research Infrastructure |  |  |  |  | rakeshkumar@ihbt.res.in
Essential Oil Distillation Unit 20 Kg |  |  | NA | NA | NA | NA | NA |  | Essential oil Distillation Unit 20 Kg direct Fired Distillation Unit | Agrotechnology |  | 70800 |  |  | Research Infrastructure |  |  |  |  | rakeshkumar@ihbt.res.in
Refrigerator Kelvinator 345 Litre |  |  | NA | NA | NA | NA | NA |  | Refrigerator Kelvinator 345FE (345 Ltr.) | Chemical Technology |  | 49400 |  |  | Research Infrastructure |  |  |  |  | vijaylata@ihb.res.in
Integrated Headspace Liquid Auto Sampler |  |  | NA | NA | NA | NA | NA |  | Integrated head space liquid auto samples with specification | Chemical Technology |  | 4484000 |  |  | Research Infrastructure |  |  |  |  | vijaylata@ihb.res.in
Platform Weighing Scale 100 Kg |  |  | NA | NA | NA | NA | NA |  | Platform 'CA5' D2 series, Cap. 100 kg x 10g | Chemical Technology |  | 14108 |  |  | Research Infrastructure |  |  |  |  | mohit@ihbt.res.in
Water Bath MSW 270 |  |  | NA | NA | NA | NA | NA |  | Gr. Water Bath MSW 270 Cap. 21 ltr. | Chemical Technology |  | 44550 |  |  | Research Infrastructure |  |  |  |  | mohit@ihbt.res.in
Flame Proof Stirrer |  |  | NA | NA | NA | NA | NA |  | Flame prof Stirrer model no.RG1401D1-FD | Chemical Technology |  | 54816 |  |  | Research Infrastructure |  |  |  |  | mohit@ihbt.res.in
Precision Balance MAXX Series |  |  | NA | NA | NA | NA | NA |  | Precision Balance MAXX series | Chemical Technology |  | 34734 |  |  | Research Infrastructure |  |  |  |  | mohit@ihbt.res.in
Water Purification System Analytical 250 |  |  | NA | NA | NA | NA | NA |  | Water purification system Model Analytical 250 with accessories | Chemical Technology |  | 695282 |  |  | Research Infrastructure |  |  |  |  | mohit@ihbt.res.in
Filter Press 24 Plate Zero Hold Up |  |  | NA | NA | NA | NA | NA |  | Filter Press 24'' 24 Plate zero hold up with accessories | Chemical Technology |  | 2669754 |  |  | Research Infrastructure |  |  |  |  | mohit@ihbt.res.in
Creamine and Polymeric Filtration System |  |  | NA | NA | NA | NA | NA |  | Creamine and Polymeric/MF/OF/NF Filtration system with accessories. | Chemical Technology |  | 1920098.37 |  |  | Research Infrastructure |  |  |  |  | mohit@ihbt.res.in
FTI Industrial Centrifugal Evaporator |  |  | NA | NA | NA | NA | NA |  | FTI Cenfritherrn Evaporator , FT Industrial Centritherm Evaporator Model CT1-09 RM complete. | Chemical Technology |  | 14620500 |  |  | Research Infrastructure |  |  |  |  | mohit@ihbt.res.in
Essential Oil Distillation Unit 300 Litre |  |  | NA | NA | NA | NA | NA |  | Essential oil distillation Unit Cap. 300 ltr or 50 Kg Fresh Rose, consist of Distillation unit made of S.S 304 shell & tube type condenser Receiver, S.S Packed column, support stove form M.S. chimney Gasp wood fired furnace along with steam heating provision | Chemical Technology |  | 332000 |  |  | Research Infrastructure |  |  |  |  | mohit@ihbt.res.in
Ion Exchange Column |  |  | NA | NA | NA | NA | NA |  | Ion Exchange column (IE-1) with accessories | Chemical Technology |  | 2171195 |  |  | Research Infrastructure |  |  |  |  | mohit@ihbt.res.in
Small Oil Expeller |  |  | NA | NA | NA | NA | NA |  | Small oil expeller | Chemical Technology |  | 24456 |  |  | Research Infrastructure |  |  |  |  | mohit@ihbt.res.in
Mobile Distillation Unit |  |  | NA | NA | NA | NA | NA |  | Mobile distillation Unit fabrication , supply and testing of multipurpose having capacity 2Q/Batch mounted on a truck having dimensions 4821 x 2157 x 603 mm as per technical species given at annexure –B of book Order. | Chemical Technology |  | 1771875 |  |  | Research Infrastructure |  |  |  |  | mohit@ihbt.res.in
Diesel Fixed Essential Oil Distillation Unit |  |  | NA | NA | NA | NA | NA |  | Diesel fixed essential oil distillation Unit, cap. 500 Kg/batch | Chemical Technology |  | 482157 |  |  | Research Infrastructure |  |  |  |  | mohit@ihbt.res.in
Carousel 6 Plus Reaction Station |  |  | NA | NA | NA | NA | NA |  | Carousel 6 Plus reaction Station | Chemical Technology |  | 460000 |  |  | Research Infrastructure |  |  |  |  | mohit@ihbt.res.in
Adsorbent Column |  |  | NA | NA | NA | NA | NA |  | Adsorbent column MDS S 316 L | Chemical Technology |  | 315000 |  |  | Research Infrastructure |  |  |  |  | mohit@ihbt.res.in
Saltec Ultrasonic Cleaner |  |  | NA | NA | NA | NA | NA |  | Saltec make ultrasonic cleaner model-3200EP with accessories | Chemical Technology |  | 187605 |  |  | Research Infrastructure |  |  |  |  | mohit@ihbt.res.in
Micro Filtration Unit |  |  | NA | NA | NA | NA | NA |  | Micro Filtration, Stainless steel | Chemical Technology |  | 1816020 |  |  | Research Infrastructure |  |  |  |  | mohit@ihbt.res.in
Freezer |  |  | NA | NA | NA | NA | NA |  | Freezer Cap 310 Ltr Blue Store | Chemical Technology |  | 71245 |  |  | Research Infrastructure |  |  |  |  | pdas@ihbt.res.in
Spirit Magnetic Stirrer with Hot Plate |  |  | NA | NA | NA | NA | NA |  | 6040 Spirit Magnetic Stirer with Hot Plate | Chemical Technology |  | 32434 |  |  | Research Infrastructure |  |  |  |  | pdas@ihbt.res.in
Buchi Rotavapor |  |  | NA | NA | NA | NA | NA |  | Buchi Rotavapor complete with accessories | Chemical Technology |  | 1027347.8 |  |  | Research Infrastructure |  |  |  |  | pdas@ihbt.res.in
Discover Labmate Microwave Synthesis System |  |  | NA | NA | NA | NA | NA |  | Discover Labmate Microwave synthesis system complete with accessories | Chemical Technology |  | 1894196.97 |  |  | Research Infrastructure |  |  |  |  | pdas@ihbt.res.in
Samsung Double Door Refrigerator |  |  | NA | NA | NA | NA | NA |  | Samsung D/door refrigerator 315 ltr | Chemical Technology |  | 24000 |  |  | Research Infrastructure |  |  |  |  | pdas@ihbt.res.in
Carousel Reaction Station |  |  | NA | NA | NA | NA | NA |  | 6- Position carousel reaction station complete with accessories | Chemical Technology |  | 29951.92 |  |  | Research Infrastructure |  |  |  |  | pdas@ihbt.res.in
Ultrasonic Processor |  |  | NA | NA | NA | NA | NA |  | Ultra sonic processor VCX 750 (with temperature Monitor) complete with accessories | Chemical Technology |  | 425308.66 |  |  | Research Infrastructure |  |  |  |  | pdas@ihbt.res.in
Avance III 600 MHz NMR Spectrometer |  |  | NA | NA | NA | NA | NA |  | AV 600 Avance-III 600 MHZ FT-NMR spectra meter high performance Digital NMR Spectrometer complete with accessories | Chemical Technology |  | 33636195 |  |  | Research Infrastructure |  |  |  |  | pdas@ihbt.res.in
Buchi Rotavapor System |  |  | NA | NA | NA | NA | NA |  | BUCHI Rotavapour System Comprising of; Rotavapor R-210/V Advanced with vaccum Pump with Condenser (Vertical) Normal glass, Drive unit, Motorised electronic Quick-Acllon Jack and atuomatic lifting of the flasks druing a power failure, insulating heating bath B-491 with digital display 20... 180. C Item no : 23011V01110 | Chemical Technology |  | 346522.84 |  |  | Research Infrastructure |  |  |  |  | pdas@ihbt.res.in
Ultrasonic Cleaning Bath |  |  | NA | NA | NA | NA | NA |  | MSW-269, Ultrasonic cleaning Bath, model UCB-50 cap. 50 ltr. | Chemical Technology |  | 51085.13 |  |  | Research Infrastructure |  |  |  |  | pdas@ihbt.res.in
Buchi Rotary Evaporator System |  |  | NA | NA | NA | NA | NA |  | Buchi Rotary evaporator System no. 230 11VO1112 Rotavapor, R-210 with V-850 ,V29/32 , + vaccum pump, heating bath B-491 , Recirculating Chiller F-105 | Chemical Technology |  | 3127875 |  |  | Research Infrastructure |  |  |  |  | pdas@ihbt.res.in
Visual Melting Range Apparatus |  |  | NA | NA | NA | NA | NA |  | Visual Melting range Apparatus (MRVIS + basic unit) (MR-16370321) with accessories | Chemical Technology |  | 250000 |  |  | Research Infrastructure |  |  |  |  | pdas@ihbt.res.in
Refrigerated Circulating Liquid Bath |  |  | NA | NA | NA | NA | NA |  | Refrigerated circulating liquid bath MSW-270 (R-SPL) MAC-make lead for external unit control application to external system Circulating with build in pump for efficient circulating unit | Chemical Technology |  | 499363 |  |  | Research Infrastructure |  |  |  |  | pdas@ihbt.res.in
AT Microwave Unit |  |  | NA | NA | NA | NA | NA |  | 1) AT microwave 200 including cable, spillbin , tabe, air nose basic tools | Chemical Technology |  | 14100 |  |  | Research Infrastructure |  |  |  |  | pdas@ihbt.res.in
Continuous Flow Hydrogenation Unit |  |  | NA | NA | NA | NA | NA |  | 1)THS -09025 Continous flow hydrogeneration unit H-cube pro laboratory equipment 1 db/ pcs | Chemical Technology |  | 6172361.25 |  |  | Research Infrastructure |  |  |  |  | pdas@ihbt.res.in
Shimadzu GC Accessories |  |  | NA | NA | NA | NA | NA |  | Accessories of Shimadzu G-2010 a) Auto Injector 221-71075 -38 AOC-201 b) Auto samples AOC-2015 with 1.5 ml sample vail rack | Chemical Technology |  | 625128 |  |  | Research Infrastructure |  |  |  |  | pdas@ihbt.res.in
Hot Air Oven Sentwin |  |  | NA | NA | NA | NA | NA |  | Oven Hot Air Universal sentwin | Chemical Technology |  | 18450 |  |  | Research Infrastructure |  |  |  |  | pdas@ihbt.res.in
Dry Ice Maker |  |  | NA | NA | NA | NA | NA |  | Dry Ice Maker | Chemical Technology |  | 77625 |  |  | Research Infrastructure |  |  |  |  | pdas@ihbt.res.in
Hot Air Oven Relitech |  |  | NA | NA | NA | NA | NA |  | Hot air oven (600 x 600 x 900 mm) Model no. RT-150 make- Relitech | Chemical Technology |  | 149625 |  |  | Research Infrastructure |  |  |  |  | pdas@ihbt.res.in
Mass Flow Controller |  |  | NA | NA | NA | NA | NA |  | Mass flow controller model - mc-100 SCCM-D-DB9M/5M, 5IN, RN, LVD, RVD. Sr.no 449490 | Chemical Technology |  | 128502 |  |  | Research Infrastructure |  |  |  |  | pdas@ihbt.res.in
Digital Temperature Control Unit |  |  | NA | NA | NA | NA | NA |  | Digital Temperature Control Unit | Chemical Technology |  | 493240 |  |  | Research Infrastructure |  |  |  |  | pdas@ihbt.res.in
Vacuum Pump with Control Valves |  |  | NA | NA | NA | NA | NA |  | Vacuum pump with control valves | Chemical Technology |  | 383500 |  |  | Research Infrastructure |  |  |  |  | pdas@ihbt.res.in
High Pressure and Low Temperature Hydrothermal Unit |  |  | NA | NA | NA | NA | NA |  | High pressure & Low temperature hydrothermal | Chemical Technology |  | 479080 |  |  | Research Infrastructure |  |  |  |  | pdas@ihbt.res.in
Solvent Feed Pump |  |  | NA | NA | NA | NA | NA |  | Solvent feed pump SS316 | Chemical Technology |  | 484980 |  |  | Research Infrastructure |  |  |  |  | pdas@ihbt.res.in
Reflux and Distillation Condensation Equipment |  |  | NA | NA | NA | NA | NA |  | Reflux and distillation condensation equipment | Chemical Technology |  | 466100 |  |  | Research Infrastructure |  |  |  |  | pdas@ihbt.res.in
Magnetic Drive Stirrer |  |  | NA | NA | NA | NA | NA |  | Magnetic drive with stirrer | Chemical Technology |  | 477900 |  |  | Research Infrastructure |  |  |  |  | pdas@ihbt.res.in
Flow Reactor System |  |  | NA | NA | NA | NA | NA |  | Flow reactor system | Chemical Technology |  | 398840 |  |  | Research Infrastructure |  |  |  |  | pdas@ihbt.res.in
Double Stage Double Meter Regulator |  |  | NA | NA | NA | NA | NA |  | Double Stage Double Meter Brass Body Regulator fitted with stainless steel diaphragm (Make GCE Germany) with Inlet Pressure Gauge: (0-250kg) cm2 (Working Range: 0-10 kg/cm2) suitable for a) Oxygen b) Hydrogen | Chemical Technology |  | 23600 |  |  | Research Infrastructure |  |  |  |  | pdas@ihbt.res.in
Vacuum Pump |  |  | NA | NA | NA | NA | NA |  | 1.0 Milliliter vaccum Pump Sr. No. 167811-22-BAHB150 against GEM contract no. GEMC-511687745967025 dtd. 26.Jul.2024 | Chemical Technology |  | 89900 |  |  | Research Infrastructure |  |  |  |  | pdas@ihbt.res.in
Refrigerator |  |  | NA | NA | NA | NA | NA |  | Refrigerator Capacity-515 ltr external size (Wxdxh)mm - 23x27x79 Temperature range-20C-80C Cooling performance-4C | Chemical Technology |  | 84000 |  |  | Research Infrastructure |  |  |  |  | pdas@ihbt.res.in
Water Bath Round |  |  | NA | NA | NA | NA | NA |  | 9801 Water Bath round | Chemical Technology |  | 6814 |  |  | Research Infrastructure |  |  |  |  | arvindkant@ihbt.res.in
Freeze Dryer Rohan |  |  | NA | NA | NA | NA | NA |  | Freeze Dyer Rohan with shell freezer LED -5505-3 | Chemical Technology |  | 1183802.92 |  |  | Research Infrastructure |  |  |  |  | arvindkant@ihbt.res.in
Refrigerator Videocon |  |  | NA | NA | NA | NA | NA |  | Refrigerator videocon D.P. Cap. 37 ltr. | Chemical Technology |  | 2327 |  |  | Research Infrastructure |  |  |  |  | arvindkant@ihbt.res.in
Rotary Evaporator Strike 202 |  |  | NA | NA | NA | NA | NA |  | Rotary Evaporator strike 202/B code no SQF V00968 vertical version complete with accessories | Chemical Technology |  | 307446.36 |  |  | Research Infrastructure |  |  |  |  | arvindkant@ihbt.res.in
Rotary Evaporator Strike 202 |  |  | NA | NA | NA | NA | NA |  | Rotary Evaporator strike 202/B code no SQF V00968 vertical version complete with accessories | Chemical Technology |  | 614326.37 |  |  | Research Infrastructure |  |  |  |  | arvindkant@ihbt.res.in
Spray Dryer System |  |  | NA | NA | NA | NA | NA |  | Spray dryer system LSD-48 (Export Model) Complete with accessories | Chemical Technology |  | 59158.48 |  |  | Research Infrastructure |  |  |  |  | arvindkant@ihbt.res.in
Perculator Extractors |  |  | NA | NA | NA | NA | NA |  | 1) Perculator Extractors 100 ltr 2) Perculator Extractors 50 ltr 3)Perculator Extractors 25 ltr | Chemical Technology |  | 80500 |  |  | Research Infrastructure |  |  |  |  | arvindkant@ihbt.res.in
Grinding Machine |  |  | NA | NA | NA | NA | NA |  | Grinding Machine Complete with 3/4 Hp Motor & accessories | Chemical Technology |  | 234813.77 |  |  | Research Infrastructure |  |  |  |  | arvindkant@ihbt.res.in
Lab Willey Mill |  |  | NA | NA | NA | NA | NA |  | Secoz make lab willey mill heavy duty with 1HP Motor 1& 220V, improved with polished Chamber size 200 x 75 mm | Chemical Technology |  | 37234.89 |  |  | Research Infrastructure |  |  |  |  | arvindkant@ihbt.res.in
Mini Essential Oil Distillation Unit |  |  | NA | NA | NA | NA | NA |  | Mini essential Oil distillation Unit (SS) Cap 5kg batch Complete set | Chemical Technology |  | 24050 |  |  | Research Infrastructure |  |  |  |  | arvindkant@ihbt.res.in
Dionex Accelerated Solvent Extraction System |  |  | NA | NA | NA | NA | NA |  | Dionex accelerated Solvent Extraction system Module ASE 200 with Solvent Controller, auto ASE software Extraction cells, Pump, fitting and all order accessories. | Chemical Technology |  | 2573715.8 |  |  | Research Infrastructure |  |  |  |  | vijai@ihbt.res.in
Automated Flash Chromatography System |  |  | NA | NA | NA | NA | NA |  | Automated Flash Chromatography System Isolera one Part No. ISO-ISW Complete with accessories | Chemical Technology |  | 1231166.48 |  |  | Research Infrastructure |  |  |  |  | vijai@ihbt.res.in
Analytical Balance |  |  | NA | NA | NA | NA | NA |  | Analytical Balance Model No. BSD2345CW | Chemical Technology |  | 79625 |  |  | Research Infrastructure |  |  |  |  | vijai@ihbt.res.in
Vaccum Pump |  |  | NA | NA | NA | NA | NA |  | High Capacity Vaccum Pump with Pressure 4.1 | Chemical Technology |  | 125136.39 |  |  | Research Infrastructure |  |  |  |  | vijai@ihbt.res.in
Rotavapor System with Pump |  |  | NA | NA | NA | NA | NA |  | Rotavapur System R 218 with Pump V-7A 230 V with accessories | Chemical Technology |  | 402353.79 |  |  | Research Infrastructure |  |  |  |  | vijai@ihbt.res.in
Buchi Evaporator System |  |  | NA | NA | NA | NA | NA |  | Buchi Evaporator System No. 23011V01112 Rota R-210 V-850 , V29/32 , Heating Bath B-49120 , 180'c + vaccum Pump with Chiller F-105 Sr No. 11984141, 1000183519 | Chemical Technology |  | 625100 |  |  | Research Infrastructure |  |  |  |  | vijai@ihbt.res.in
Modular Circular Polarimeter MCP 100 |  |  | NA | NA | NA | NA | NA |  | MCP-100 Modular Circular polarimeter with aal acessories | Chemical Technology |  | 570000 |  |  | Research Infrastructure |  |  |  |  | vijai@ihbt.res.in
Agilent GC 7890 B Series |  |  | NA | NA | NA | NA | NA |  | G3440B Agilent 7890 B series GC with accessoroies | Chemical Technology |  | 6220333 |  |  | Research Infrastructure |  |  |  |  | vijai@ihbt.res.in
Cast Iron Vacuum Pump |  |  | NA | NA | NA | NA | NA |  | PT cast Iron vaccum pump, air tank against gem contract no GEMC-511687712751225 dtd. 28.10.2024 | Chemical Technology |  | 35000 |  |  | Research Infrastructure |  |  |  |  | vijai@ihbt.res.in
Shimadzu UV Vis Spectrophotometer |  |  | NA | NA | NA | NA | NA |  | Shimadzu UV vis Spectrophotometer Model UV 2600 with acessories | Agrotechnology |  | 668693.07 |  |  | Research Infrastructure |  |  |  |  | palpk@ihbt.res.in
Rotary Flask Shaker |  |  | NA | NA | NA | NA | NA |  | MSW 302 Rotary Flask Shaker Size: 65 x 65cm Cap: 250 ml | Agrotechnology |  | 101966 |  |  | Research Infrastructure |  |  |  |  | palpk@ihbt.res.in
Laboratory Grinder |  |  | NA | NA | NA | NA | NA |  | MSW-342 Laboratory Grinder Model: WG207 Chamber size 200 x 75mm with SS chamber with Four SS sleves + two brushes with motor | Agrotechnology |  | 121622 |  |  | Research Infrastructure |  |  |  |  | palpk@ihbt.res.in
Digital Weighing Balance |  |  | NA | NA | NA | NA | NA |  | Digital Weighing balance | Agrotechnology |  | 37125 |  |  | Research Infrastructure |  |  |  |  | palpk@ihbt.res.in
Double Stage Pressure Regulator |  |  | NA | NA | NA | NA | NA |  | Double stage pressure regulator | Agrotechnology |  | 6569 |  |  | Research Infrastructure |  |  |  |  | palpk@ihbt.res.in
Hot Plate |  |  | NA | NA | NA | NA | NA |  | 989 Hot Plate Cost Type | Chemical Technology |  | 4830 |  |  | Research Infrastructure |  |  |  |  | vikaskumar@ihbt.res.in
Air Cooled Screw Chiller |  |  | NA | NA | NA | NA | NA |  | FlamingoTm Kuhler Series Air Cooled Screw Chilled 18.20 TR 0.00.C. Chilled Brine Temperature. Model No. AACRPOO Kuhler | Chemical Technology |  | 14620500 |  |  | Research Infrastructure |  |  |  |  | vikaskumar@ihbt.res.in
Deep Freezer Horizontal |  |  | NA | NA | NA | NA | NA |  | Deep freezer horizontal type (Blue Star) | Chemical Technology |  | 101600 |  |  | Research Infrastructure |  |  |  |  | vikaskumar@ihbt.res.in
Hot Air Oven |  |  | NA | NA | NA | NA | NA |  | Hot Air oven bottom heated doulde walled size 455 × 455 × 45 mm | Chemical Technology |  | 28782 |  |  | Research Infrastructure |  |  |  |  | vikaskumar@ihbt.res.in
Extraction Plant |  |  | NA | NA | NA | NA | NA |  | Extraction Plant 2200 Ltrs. Complete with all accessories | Chemical Technology |  | 270315 |  |  | Research Infrastructure |  |  |  |  | vikaskumar@ihbt.res.in
Pulveriser |  |  | NA | NA | NA | NA | NA |  | Pulveriser Jagat make with feed hopper, griding mill, whizzlers, blowers and other accessories and spares complete . | Chemical Technology |  | 199640 |  |  | Research Infrastructure |  |  |  |  | vikaskumar@ihbt.res.in
Oil Fired Steam Boiler |  |  | NA | NA | NA | NA | NA |  | Oil fire station steam boiler energy pack make Cap. 500 kg/hrs. Complete with accessories icludes oil tank , water tank, flame proof motor, with pump assembly all fitting. | Chemical Technology |  | 668300 |  |  | Research Infrastructure |  |  |  |  | vikaskumar@ihbt.res.in
Spray Dryer |  |  | NA | NA | NA | NA | NA |  | Rotary advisor make shachi model ATM - 60 Application Pilot scale shachi make spray dryer (10 Kg). motor 0.5 HP/2 Pole accessories | Chemical Technology |  | 444000 |  |  | Research Infrastructure |  |  |  |  | vikaskumar@ihbt.res.in
Disintegrator for Plant Material |  |  | NA | NA | NA | NA | NA |  | Disentegrator for Plant material Cap. 2Q/ hr. with motor of 15HP, Starter discharge chute and other accessories. | Chemical Technology |  | 307188 |  |  | Research Infrastructure |  |  |  |  | vikaskumar@ihbt.res.in
Steam Generator |  |  | NA | NA | NA | NA | NA |  | Steam Generator of Cap. 800 Kg/hr. complete with accessories ik steam Boiler Heater , Chiminey, Tanks, water softner pump and other parties. | Chemical Technology |  | 1076126 |  |  | Research Infrastructure |  |  |  |  | vikaskumar@ihbt.res.in
Mini Solvent Extraction Unit |  |  | NA | NA | NA | NA | NA |  | Mini solvent extraction unit 10 Kg/Batch Aneber make complete. | Chemical Technology |  | 382182 |  |  | Research Infrastructure |  |  |  |  | vikaskumar@ihbt.res.in
Solvent Pump Horizontal Centrifuge |  |  | NA | NA | NA | NA | NA |  | Solvent Pump Horizontal centrifuge MDC-SS-316 with HP inductor Motor 415 V a.c MS frame with mounting is fitting handle. | Chemical Technology |  | 66000 |  |  | Research Infrastructure |  |  |  |  | vikaskumar@ihbt.res.in
Spray Dryer |  |  | NA | NA | NA | NA | NA |  | Spray dryer with Cap. Of water evaporation, 10 Kg/hr with chamber and door, feed tank, pump , centrifugal pump , cydone super heater, compressor air dryer, modulating motor, pressure transmitters round type below , control panel, PID Contractor, compressure with receiver etc. | Chemical Technology |  | 164268 |  |  | Research Infrastructure |  |  |  |  | vikaskumar@ihbt.res.in
Vacuum Pump |  |  | NA | NA | NA | NA | NA |  | Vaccum Pump perfit double storage oil sealed air cooled v-belt driven and mounted on brass plate with belt guard etc. | Chemical Technology |  | 49650.3 |  |  | Research Infrastructure |  |  |  |  | vikaskumar@ihbt.res.in
Rose Oil Distillation Unit |  |  | NA | NA | NA | NA | NA |  | Rose Oil Distillation Unit Complete | Chemical Technology |  | 157455 |  |  | Research Infrastructure |  |  |  |  | vikaskumar@ihbt.res.in
Modified Cohobation Head Column |  |  | NA | NA | NA | NA | NA |  | Modified Cohobation head column with accessories | Chemical Technology |  | 65376.85 |  |  | Research Infrastructure |  |  |  |  | vikaskumar@ihbt.res.in
FT NMR Spectrometer |  |  | NA | NA | NA | NA | NA |  | FTNMR Spectrometer advance one way electronics 300 MHZ digital high resolution NMR System. | Chemical Technology |  | 6505514 |  |  | Research Infrastructure |  |  |  |  | shivkumar@ihbt.res.in
Refrigerator Kelvinator |  |  | NA | NA | NA | NA | NA |  | Refrigerator Kelvinator Electrolux-325 Ltrs. | Chemical Technology |  | 20990 |  |  | Research Infrastructure |  |  |  |  | shivkumar@ihbt.res.in
UPLC UHPLC HPLC System |  |  | NA | NA | NA | NA | NA |  | UPLC/ UHPLC / Ultrapast HPLC System with accessories | Chemical Technology |  | 887799.14 |  |  | Research Infrastructure |  |  |  |  | shivkumar@ihbt.res.in
Hot Air Oven |  |  | NA | NA | NA | NA | NA |  | Hot air oven set with model RKB-501 size 600 x 600 x 600mm | Chemical Technology |  | 29025 |  |  | Research Infrastructure |  |  |  |  | shivkumar@ihbt.res.in
Hydraulic Lifting Centrifuge Machine |  |  | NA | NA | NA | NA | NA |  | 48" Dia SS 316 Hydraulic lifting Type 4 point cetrifuge machine with 15 Hp Crompton Motor and ABB Make VFD M/C No. AIM273 | Chemical Technology |  | 3484367 |  |  | Research Infrastructure |  |  |  |  | vivesh@ihbt.res.in
Buchi Rotavapor System |  |  | NA | NA | NA | NA | NA |  | Buchi rota Vapor system comprising of Rotavapor R-210 / V Advanced with Vaccum Pump with Condenser (vertical) Normal Glass, Drive Unit, Motorised Electronic Quick-action Jack and automatic lifting of the flask during a power failure .Item No. 23011V01110 | Chemical Technology |  | 388647 |  |  | Research Infrastructure |  |  |  |  | vivesh@ihbt.res.in
Rotary Sieve Shaker |  |  | NA | NA | NA | NA | NA |  | MSW-323 , Rotary sieve Shaker with Mechanical Timer | Chemical Technology |  | 70639 |  |  | Research Infrastructure |  |  |  |  | vivesh@ihbt.res.in
Hot Air Oven Universal |  |  | NA | NA | NA | NA | NA |  | MSW-211 , OUD -336 (SAD) Hot Air oven Universal | Chemical Technology |  | 98280 |  |  | Research Infrastructure |  |  |  |  | vivesh@ihbt.res.in
Membrane Filtrate Unit |  |  | NA | NA | NA | NA | NA |  | Laboratory scale membrane filtrate unit Mischotech | Chemical Technology |  | 759375 |  |  | Research Infrastructure |  |  |  |  | vivesh@ihbt.res.in
Essential Oil Fractional Distillation Unit |  |  | NA | NA | NA | NA | NA |  | Essential oil fractional Distillation Unit | Chemical Technology |  | 1069662 |  |  | Research Infrastructure |  |  |  |  | vivesh@ihbt.res.in
Filter Press Plate and Frame |  |  | NA | NA | NA | NA | NA |  | Filter Press Plate and Frame sparkler Type Complete. | Chemical Technology |  | 200054 |  |  | Research Infrastructure |  |  |  |  | vivesh@ihbt.res.in
Digital Magnetic Stirrer Hot Plate |  |  | NA | NA | NA | NA | NA |  | Digital Magnetic stirrer hot Plate Tarson Make Sr No. 140115 Model MC 03 | Chemical Technology |  | 31694 |  |  | Research Infrastructure |  |  |  |  | vivesh@ihbt.res.in
Essential Oil Distillation Unit |  |  | NA | NA | NA | NA | NA |  | Essential oil distillation with Cap. 5Kg. | Chemical Technology |  | 16800 |  |  | Research Infrastructure |  |  |  |  | vivesh@ihbt.res.in
Supercritical Fluid Extraction System |  |  | NA | NA | NA | NA | NA |  | Supercrictical fluid Extraction system Model SFE 5000 F2 base complete with accessories | Chemical Technology |  | 5153449.72 |  |  | Research Infrastructure |  |  |  |  | vivesh@ihbt.res.in
Rose Oil Distillation Unit |  |  | NA | NA | NA | NA | NA |  | Rose oil distillation Unit 400 kg with distillation tank, Condenser , reciever cam seperator, reboiler, Cohabation tower storage tank etc. | Chemical Technology |  | 363465 |  |  | Research Infrastructure |  |  |  |  | vivesh@ihbt.res.in
Microprocessor Controlled Magnetic Stirrer |  |  | NA | NA | NA | NA | NA |  | Tarsons Die Cast Alumnium Microprocessor Controlled Magnetic Stirrer | Chemical Technology |  | 39990 |  |  | Research Infrastructure |  |  |  |  | vivesh@ihbt.res.in
Refrigerator Kelvinator |  |  | NA | NA | NA | NA | NA |  | Refrigerator Kelvinator Cap. 380 Ltr. | Chemical Technology |  | 25900 |  |  | Research Infrastructure |  |  |  |  | pawankumar@ihbt.res.in
Incubator Shaker |  |  | NA | NA | NA | NA | NA |  | Max 600 Incubator shaker complete with accessories. | Chemical Technology |  | 635803.04 |  |  | Research Infrastructure |  |  |  |  | pawankumar@ihbt.res.in
Automatic Developing Chamber ADC2 |  |  | NA | NA | NA | NA | NA |  | ADC2 automatic dveloping Chamber Including Humidity control Complete with accessories | Chemical Technology |  | 1872014.39 |  |  | Research Infrastructure |  |  |  |  | pawankumar@ihbt.res.in
HPTLC System Camag |  |  | NA | NA | NA | NA | NA |  | HPTLS system Camag Complete with all accessories TLC Samples ATS-4 , P-IV. Prep. System & Canner 3 WIN CAT Plan Twin Length Chamber TLCS canner & spray Cabinet with Digital Camera WINCATS option Laibrary, UV Cabinet | Chemical Technology |  | 2169985 |  |  | Research Infrastructure |  |  |  |  | pawankumar@ihbt.res.in
Ultrasonic Cleaner |  |  | NA | NA | NA | NA | NA |  | Ultrasonic Claner CUN-SK2210 HPL heating Cap. 3 litre. | Chemical Technology |  | 68485 |  |  | Research Infrastructure |  |  |  |  | pawankumar@ihbt.res.in
HPLC System Shimadzu LC |  |  | NA | NA | NA | NA | NA |  | HPLC System Shimadzu LC10 ATTVP Complete with accessories | Chemical Technology |  | 1156655.64 |  |  | Research Infrastructure |  |  |  |  | pawankumar@ihbt.res.in
HPLC Detector System |  |  | NA | NA | NA | NA | NA |  | HPLC Detector, Head, Polymer (PELS-1000) ezeetice PC system with accessories HP Colour HP 2550 mobile phase filtration assembly (glan) millipore vaccum pump | Chemical Technology |  | 520770.06 |  |  | Research Infrastructure |  |  |  |  | pawankumar@ihbt.res.in
Autosampler HPLC Shimadzu |  |  | NA | NA | NA | NA | NA |  | 228-4500 738 SIC 20AC autosampler for HPLC Shimadzu | Chemical Technology |  | 1242827.32 |  |  | Research Infrastructure |  |  |  |  | pawankumar@ihbt.res.in
Chart Type Freezer |  |  | NA | NA | NA | NA | NA |  | Chart type freezer RA 34BF | Chemical Technology |  | 32597 |  |  | Research Infrastructure |  |  |  |  | pawankumar@ihbt.res.in
Automatic Phase Sequence Unit |  |  | NA | NA | NA | NA | NA |  | Automatic Phase sequence unit 3 Phase, 5KVA, Load PSUSPP | Chemical Technology |  | 6400 |  |  | Research Infrastructure |  |  |  |  | pawankumar@ihbt.res.in
Digital Ultrasonic Bath |  |  | NA | NA | NA | NA | NA |  | Digital Ultrasonic bath with operating range 220 V &50 60 HZ outer dimensions 248 MMx 229 MM , inner dimensions. | Chemical Technology |  | 46828 |  |  | Research Infrastructure |  |  |  |  | pawankumar@ihbt.res.in
Buchi Rotary Evaporator System |  |  | NA | NA | NA | NA | NA |  | Buchi Rotary evaporator System , No. 23011V01112 Rota-R-210 with V850 V29/32 with Heating Bath B-491, 20-180 'c + Vaccum Pump+ Chiller F-105 Sr No. 1000183516 , 1187214 | Chemical Technology |  | 615478.29 |  |  | Research Infrastructure |  |  |  |  | dineshkumar@ihbt.res.in
Rota Vapor Buchi |  |  | NA | NA | NA | NA | NA |  | Rota Vapor Buchi R-300 with vacuum pump V-100 | Chemical Technology |  | 452616.52 |  |  | Research Infrastructure |  |  |  |  | dineshkumar@ihbt.res.in
Automated Flash Chromatography System |  |  | NA | NA | NA | NA | NA |  | Automated Flash chromatography System | Chemical Technology |  | 1952000 |  |  | Research Infrastructure |  |  |  |  | dineshkumar@ihbt.res.in
Carbohydrate Analyser |  |  | NA | NA | NA | NA | NA |  | Carbohydrate Analyser complete with accessories Metrochrome Make No. 29401550IC Varione Ses/PP/LPG Sr No. 2490155000033372 | Chemical Technology |  | 4299365.31 |  |  | Research Infrastructure |  |  |  |  | dineshkumar@ihbt.res.in
Microprocessor Controlled UPS |  |  | NA | NA | NA | NA | NA |  | DB 6.0 KVA microprocessor controlled true line UPS model LN-51 with battery back-up (sr. no -5100-01/1005) | Chemical Technology |  | 122556 |  |  | Research Infrastructure |  |  |  |  | dineshkumar@ihbt.res.in
Spinix Vortex Shaker |  |  | NA | NA | NA | NA | NA |  | Spinix TM-Vortex shaker (MC-01) Code 3020 | Dietetics & Nutrition Technology |  | 40127 |  |  | Research Infrastructure |  |  |  |  | damanpreet@ihbt.res.in
Dancing Shaker |  |  | NA | NA | NA | NA | NA |  | Dancing Shaker code 3040 | Dietetics & Nutrition Technology |  | 70396 |  |  | Research Infrastructure |  |  |  |  | damanpreet@ihbt.res.in
Hot Air Oven |  |  | NA | NA | NA | NA | NA |  | Hot Air oven , MSW-211 28 Ltrs. capacity Model No. DVD28, Sr No. 0216-029 | Dietetics & Nutrition Technology |  | 41177 |  |  | Research Infrastructure |  |  |  |  | damanpreet@ihbt.res.in
Ultrasonic Cleaner |  |  | NA | NA | NA | NA | NA |  | 1900090 ultrasonic cleaner S.S tank 9 Ltr. Sr no. 2865 | Dietetics & Nutrition Technology |  | 66430 |  |  | Research Infrastructure |  |  |  |  | damanpreet@ihbt.res.in
Mini Sub Cell GT System |  |  | NA | NA | NA | NA | NA |  | Mini sub Cell GT Systems, Mini horizontal Electrophoresis system, includes 8 and 15 well combs 7x10 cm UV Transparent Tray, mini gel caster. (make BIO-RAD Laborataries. | Dietetics & Nutrition Technology |  | 69750 |  |  | Research Infrastructure |  |  |  |  | damanpreet@ihbt.res.in
Nikon Trinocular Stereo Microscope |  |  | NA | NA | NA | NA | NA |  | Nikon trinocular Stero Microscope Model SMZ-800 N with camera attachment and accessories. | Dietetics & Nutrition Technology |  | 211538.25 |  |  | Research Infrastructure |  |  |  |  | damanpreet@ihbt.res.in
Reverse Osmosis System |  |  | NA | NA | NA | NA | NA |  | Reverse Osmosis system with a capacity of 50 1PP | Dietetics & Nutrition Technology |  | 53143.75 |  |  | Research Infrastructure |  |  |  |  | damanpreet@ihbt.res.in
Double Unit Organ Bath Thermostatic |  |  | NA | NA | NA | NA | NA |  | MSW-721 Double Unit organ bath thermostatic | Dietetics & Nutrition Technology |  | 20248 |  |  | Research Infrastructure |  |  |  |  | damanpreet@ihbt.res.in
BOD Incubator |  |  | NA | NA | NA | NA | NA |  | BOD Incubator Temp. Control (Ralitoh) 450 x 410 x 610 mm | Dietetics & Nutrition Technology |  | 54543 |  |  | Research Infrastructure |  |  |  |  | damanpreet@ihbt.res.in
Dry Block Heater |  |  | NA | NA | NA | NA | NA |  | 1) Dry Block Heater-2 Indent no. 0004025200 2) PT1000.90 Temperature sensor stainless Steel Indent no. 000448060 | Chemical Technology |  | 99811 |  |  | Research Infrastructure |  |  |  |  | upendra@ihbt.res.in
Shimadzu Gas Chromatography |  |  | NA | NA | NA | NA | NA |  | Shimadzu Gas Chromatography Model No. GC-2010 Plus AF Part No. 22173020-58 with accessories | Chemical Technology |  | 1660325.66 |  |  | Research Infrastructure |  |  |  |  | upendra@ihbt.res.in
Shimadzu FTIR Spectrometer |  |  | NA | NA | NA | NA | NA |  | Shimadzu FTIR spectrometer Model IR Prestige 21 Complete with accessories | Chemical Technology |  | 1192880 |  |  | Research Infrastructure |  |  |  |  | upendra@ihbt.res.in
Microwave Synthesis System |  |  | NA | NA | NA | NA | NA |  | Discover Bench model scale up microwave synthesis with complete accessories | Chemical Technology |  | 1322838.9 |  |  | Research Infrastructure |  |  |  |  | upendra@ihbt.res.in
Shimadzu UV VIS Spectrophotometer |  |  | NA | NA | NA | NA | NA |  | Shimadzu UV-VIS spectra meter 2600 with accessories | Chemical Technology |  | 383075 |  |  | Research Infrastructure |  |  |  |  | upendra@ihbt.res.in
Refrigerator Samsung |  |  | NA | NA | NA | NA | NA |  | Refrigerator Samsung Double door 530 ltr. Cap. Sr No. 500542BL | Chemical Technology |  | 81000 |  |  | Research Infrastructure |  |  |  |  | upendra@ihbt.res.in
Homogenizer Hand Held |  |  | NA | NA | NA | NA | NA |  | Homogenizer hand held Model no. MT-30K with 1250ml capacity head | Chemical Technology |  | 52500 |  |  | Research Infrastructure |  |  |  |  | upendra@ihbt.res.in
Low Temperature Bath with Magnetic Stirrer |  |  | NA | NA | NA | NA | NA |  | Low tem bath with magnetic stirrer PSL-1810 with annulax vaccuum insulation for excellent temperature. | Chemical Technology |  | 1047840 |  |  | Research Infrastructure |  |  |  |  | upendra@ihbt.res.in
Thermo Hygrometer |  |  | NA | NA | NA | NA | NA |  | Thermo hygrometer HTC-I with NABL calibration | Chemical Technology |  | 13806 |  |  | Research Infrastructure |  |  |  |  | upendra@ihbt.res.in
Hot Air Sterilizer Oven |  |  | NA | NA | NA | NA | NA |  | Oven (Hot Air Sterilizer ) Size (605 x 605 x 605) 24" x 24" x 24" Cap. 24 ltr with 2 shelf | Chemical Technology |  | 161121 |  |  | Research Infrastructure |  |  |  |  | pamita@ihbt.res.in
Cascade Freeze Dryer System |  |  | NA | NA | NA | NA | NA |  | Everyone plus cascade freeze dry system (Bench top model) with accessories | Chemical Technology |  | 637284.5 |  |  | Research Infrastructure |  |  |  |  | pamita@ihbt.res.in
Water Acquity UPLC H Amino Acid Analyzer |  |  | NA | NA | NA | NA | NA |  | Water Acquity UPLC-H amino acid analyzer System with accessories | Chemical Technology |  | 4067511.38 |  |  | Research Infrastructure |  |  |  |  | pamita@ihbt.res.in
Buchi Rotary Evaporator System |  |  | NA | NA | NA | NA | NA |  | Buchi rotary evaporator system No. 23011 vo112 Rotavapor R-210 with heating Bath B-491 20-180 c Vaccum pump | Chemical Technology |  | 388647 |  |  | Research Infrastructure |  |  |  |  | pamita@ihbt.res.in
Shimadzu UV VIS Spectrophotometer |  |  | NA | NA | NA | NA | NA |  | Shimadzu uv-vis spectrophotometer model UV-2450 with accessories | Chemical Technology |  | 383075 |  |  | Research Infrastructure |  |  |  |  | pamita@ihbt.res.in
Elma Sonic Ultrasonic Cleaner |  |  | NA | NA | NA | NA | NA |  | Elma sonic S Ultrasonic Cleaner Model S300H with Heating P. No. 1071162 | Chemical Technology |  | 1816875 |  |  | Research Infrastructure |  |  |  |  | pamita@ihbt.res.in
Electronic Control and Monitoring System |  |  | NA | NA | NA | NA | NA |  | Development and installation of electronic control and monitoring system | Chemical Technology |  | 4775513 |  |  | Research Infrastructure |  |  |  |  | sanjeet@ihbt.res.in
Face Fate System |  |  | NA | NA | NA | NA | NA |  | Fabrication of Face Fate System | Chemical Technology |  | 228000 |  |  | Research Infrastructure |  |  |  |  | sanjeet@ihbt.res.in
Microplate Spectrophotometer |  |  | NA | NA | NA | NA | NA |  | Microplate Spectrophotometer tecan infinite M-200 complete with accessories | Dietetics & Nutrition Technology |  | 727120.38 |  |  | Research Infrastructure |  |  |  |  | ankitsaneja@ihbt.res.in
Color Reader |  |  | NA | NA | NA | NA | NA |  | Color Reader Model CR-6, Spectral Range 400-700 nmm, Color difference formula: DEXAB, Display Data: Sample Chromaticity value, Displayed accuracy: 0.01 ag | Dietetics & Nutrition Technology |  | 72000 |  |  | Research Infrastructure |  |  |  |  | ankitsaneja@ihbt.res.in
Refrigerated Incubator |  |  | NA | NA | NA | NA | NA |  | BOD -150 Refrigerated Incubator 150Ltr. -10 to 60 degree S/N. 101122N053D | Planning Project Monitoring and Evaluation / Biotechnology |  | 157968.8 |  |  | Research Infrastructure |  |  |  |  | aparna@ihbt.res.in
Horizontal Laminar Flow Cabinet |  |  | NA | NA | NA | NA | NA |  | ESCO Airstream Horizontal Laminar Flow Cabinet 4FT/12M Item Code: AHC-4DI, Complete with all accessories | Planning Project Monitoring and Evaluation / Biotechnology |  | 176981.2 |  |  | Research Infrastructure |  |  |  |  | aparna@ihbt.res.in
Low Temperature Freezer |  |  | NA | NA | NA | NA | NA |  | Low Temperature Freezer (Refrigerator) Make – LG, Double Door, Capacity – 639 Litre, Model –GR-13812GSPH | Planning Project Monitoring and Evaluation / Biotechnology |  | 68000 |  |  | Research Infrastructure |  |  |  |  | aparna@ihbt.res.in
Environment Room |  |  | NA | NA | NA | NA | NA |  | Environment Room | Planning Project Monitoring and Evaluation / Biotechnology |  | 74034 |  |  | Research Infrastructure |  |  |  |  | aparna@ihbt.res.in
Biotech Room Micro Climate |  |  | NA | NA | NA | NA | NA |  | Biotech Room micro climate | Planning Project Monitoring and Evaluation / Biotechnology |  | 17828 |  |  | Research Infrastructure |  |  |  |  | aparna@ihbt.res.in
Photoperiodic Simulator |  |  | NA | NA | NA | NA | NA |  | Photoperiodic simulator Quantity-02 Nos. | Planning Project Monitoring and Evaluation / Biotechnology |  | 35476 |  |  | Research Infrastructure |  |  |  |  | aparna@ihbt.res.in
Sequential Timer |  |  | NA | NA | NA | NA | NA |  | Sequential Timer model | Planning Project Monitoring and Evaluation / Biotechnology |  | 30436 |  |  | Research Infrastructure |  |  |  |  | aparna@ihbt.res.in
Microbial Identification System |  |  | NA | NA | NA | NA | NA |  | Microbial indentification system | Planning Project Monitoring and Evaluation / Biotechnology |  | 2621104.2 |  |  | Research Infrastructure |  |  |  |  | aparna@ihbt.res.in
Universal Oven Super Deluxe |  |  | NA | NA | NA | NA | NA |  | Oven Universal super Deluxe Model made of S.S., Size (605x605x605mm) NSW-143)No. OVD 224(SAD) | Environmental Technology |  | 83825 |  |  | Research Infrastructure |  |  |  |  | ashoksingh@ihbt.res.in
Distillation Unit |  |  | NA | NA | NA | NA | NA |  | 1) Distillation Unit Consisting of following items 2) Steel Tube Tagha Condenser 3) Oil Receiver / Separator 4) Chimney 5) HDPE over Head Tank 1000 litre Capacity 6) S. S. tanks 200 Litre cap. 7) Monoblock Centrifugal Pump, 1HP 8) S.S. Stool | Environmental Technology |  | 858300 |  |  | Research Infrastructure |  |  |  |  | ashoksingh@ihbt.res.in
Distillation Unit |  |  | NA | NA | NA | NA | NA |  | Essential oil distillation unit 10Kg Capacity Model Edu S. capacity 50lt raw material cap. 10Kg Material of const. ss304, Type Direct fuel oil , Borosil Glan receiver | Environmental Technology |  | 34459 |  |  | Research Infrastructure |  |  |  |  | ashoksingh@ihbt.res.in
Portable pump set |  |  | NA | NA | NA | NA | NA |  | Portable pump set, MK-10 Greaves make single cylinder 4 stroke, air cooled 2HP engine, kerosene petrol start, 2” suction and delivery pump fuel tank 2.75 lts suction pipe 3mm flat valve complete set | Environmental Technology |  | 18500 |  |  | Research Infrastructure |  |  |  |  | ashoksingh@ihbt.res.in
Seed Germinator |  |  | NA | NA | NA | NA | NA |  | NSW-192 Seed Germinator (Single chamber) make NSW Model SGA-8Lt with Lighting, LCD Display with Stainless Steel trays | Environmental Technology |  | 214206 |  |  | Research Infrastructure |  |  |  |  | ashoksingh@ihbt.res.in
Weather Meter |  |  | NA | NA | NA | NA | NA |  | Weather meter model kestrel 5500 with USB interface | Environmental Technology |  | 49500 |  |  | Research Infrastructure |  |  |  |  | ashoksingh@ihbt.res.in
Light Meter |  |  | NA | NA | NA | NA | NA |  | Light meter part no. 3415F s. no. 4305 | Environmental Technology |  | 33943 |  |  | Research Infrastructure |  |  |  |  | ashoksingh@ihbt.res.in
Dry Toilet Fabrication |  |  | NA | NA | NA | NA | NA |  | Fabrication of Dry Toilet against PO No: PO/IHBT/4(234)2024/PVR/1959/LPC dtd. 17.01.2024 | Environmental Technology |  | 497960 |  |  | Research Infrastructure |  |  |  |  | ashoksingh@ihbt.res.in
Nikon Laser Rangefinder |  |  | NA | NA | NA | NA | NA |  | Nikon Laser Rangefinder with 6X magnification and max range of 1600 meter | Environmental Technology |  | 44879 |  |  | Research Infrastructure |  |  |  |  | ashoksingh@ihbt.res.in
Toilet Bath Fabrication |  |  | NA | NA | NA | NA | NA |  | Fabrication on Toilet Bath | Environmental Technology |  | 495000 |  |  | Research Infrastructure |  |  |  |  | ashoksingh@ihbt.res.in
Cold Room Blue Star |  |  | NA | NA | NA | NA | NA |  | Cold Room Blue Star make, Prefabricated Size 11’’x 7’’x 9’’x 8’’x 7’’x 3’’ with Cooling Unit Model BR-1511 RCO -15 with Four Fans, Sliding Door 3Q Compressor Lights 2 Nos. | Agrotechnology |  | 279900 |  |  | Research Infrastructure |  |  |  |  | bhavya@ihbt.res.in
IAQ Monitor |  |  | NA | NA | NA | NA | NA |  | ISI Q Track IAQ Monitor Model – 7575x S/No. – 7575 x 1610010, includes Instruments Hard Carrying case 4 Alkaline Batteries, USB Cables Track Pro Software, Operation Manual AC Adaptor Calibration & Warranty Certificate with IAQ Probes, Model – 982 for Co2, Temp. Humidity & Col S/No. P16110020) model 984 Probe for VOC (PPB), Temp. S/No. –P-16100048, Model 986 for VOC (PPB) Co2, Temp. & Humidity (S/No. P-16110037) | Agrotechnology |  | 1218150 |  |  | Research Infrastructure |  |  |  |  | bhavya@ihbt.res.in
Multi Gas Detector |  |  | NA | NA | NA | NA | NA |  | GFG make Multi Gas Detector Model No. G-460 (S/N. 15102802) for Co2-CH4, CO/H2S, NO2 & SOZ (NIMH Version with Pump (S/N. 15075206) | Agrotechnology |  | 399500 |  |  | Research Infrastructure |  |  |  |  | bhavya@ihbt.res.in
Bench Top Density Meter |  |  | NA | NA | NA | NA | NA |  | K-WOK Bench Top Density Meter against Gem contract no GEMC-511687746473504 dtd. 01.Oct.2024 | Agrotechnology |  | 80000 |  |  | Research Infrastructure |  |  |  |  | bhavya@ihbt.res.in
Gel Documentation System |  |  | NA | NA | NA | NA | NA |  | Gel Documentation System | Agrotechnology |  | 499900 |  |  | Research Infrastructure |  |  |  |  | sanatsujat@ihbt.res.in
Refrigerator LG |  |  | NA | NA | NA | NA | NA |  | Refrigerator LG Make best choice | Agrotechnology |  | 12800 |  |  | Research Infrastructure |  |  |  |  | sanatsujat@ihbt.res.in
Laminar Work Station |  |  | NA | NA | NA | NA | NA |  | Laminar work state H2, Floor standing size 51”x36’’x56’’ SS top sliding front floor uv light | Agrotechnology |  | 46244 |  |  | Research Infrastructure |  |  |  |  | sanatsujat@ihbt.res.in
Laboratory Analytical Horizontal Boiler |  |  | NA | NA | NA | NA | NA |  | Laboratory Analytical Horizontal 1sic working pressure 10-20 PSI boiler size 750x500 mm 152 HC cap. | Agrotechnology |  | 91713.6 |  |  | Research Infrastructure |  |  |  |  | sanatsujat@ihbt.res.in
Hot Air Oven |  |  | NA | NA | NA | NA | NA |  | Hot Air Oven 605x605x910mm digital microprocessor based control LED display inner closer made of stainless steel | Agrotechnology |  | 79000 |  |  | Research Infrastructure |  |  |  |  | sanatsujat@ihbt.res.in
Analytical Balance AE240 |  |  | NA | NA | NA | NA | NA |  | Analytical Balance AE-240 | Agrotechnology |  | 74450 |  |  | Research Infrastructure |  |  |  |  | sanatsujat@ihbt.res.in
Digital Electronic Balance CX223 |  |  | NA | NA | NA | NA | NA |  | Digital Electronic Balance Make Model CX-223 | Agrotechnology |  | 84175 |  |  | Research Infrastructure |  |  |  |  | sanatsujat@ihbt.res.in
Weighing Machine 100 Kg |  |  | NA | NA | NA | NA | NA |  | Weighing Machine Capacity 100 Kg S/N. 60595905 | Agrotechnology |  | 14844 |  |  | Research Infrastructure |  |  |  |  | sanatsujat@ihbt.res.in
Electronic Digital Weighing Balance |  |  | NA | NA | NA | NA | NA |  | Electronic Digital Weighing Balance | Agrotechnology |  | 27000 |  |  | Research Infrastructure |  |  |  |  | sanatsujat@ihbt.res.in
HH2 Moisture Meter |  |  | NA | NA | NA | NA | NA |  | HH2 Moisture Meter with box | Agrotechnology |  | 28910.31 |  |  | Research Infrastructure |  |  |  |  | sanatsujat@ihbt.res.in
UV Transilluminator |  |  | NA | NA | NA | NA | NA |  | UV 26-256/312 UV Trans illuminator 254 + 3 KVA | Agrotechnology |  | 99958 |  |  | Research Infrastructure |  |  |  |  | sanatsujat@ihbt.res.in
Hot Air Oven MS211 |  |  | NA | NA | NA | NA | NA |  | MS-211 Oven-336, SAD Hot air oven Universal size 605*605*910mm | Agrotechnology |  | 83845 |  |  | Research Infrastructure |  |  |  |  | sanatsujat@ihbt.res.in
Hot Air Oven MSW211 |  |  | NA | NA | NA | NA | NA |  | Hot Air overn MSW-211 (SPL) Model OUD-400 outer body made of ORC Sheet duty powder and inner chamber with adjustable trays made of stainless steel (55-304) yeade capacity 400L | Agrotechnology |  | 149625 |  |  | Research Infrastructure |  |  |  |  | sanatsujat@ihbt.res.in
Electronic Balance ML4003 |  |  | NA | NA | NA | NA | NA |  | ML-4003 Electronic Balance | Agrotechnology |  | 221812 |  |  | Research Infrastructure |  |  |  |  | sanatsujat@ihbt.res.in
Scientific Surveying Instrument |  |  | NA | NA | NA | NA | NA |  | Scientific/ surveying Instrument Jun 0 SC Handheld | Environmental Technology |  | 183739 |  |  | Research Infrastructure |  |  |  |  | suniyal@ihbt.res.in
Refrigerator Double Door Samsung |  |  | NA | NA | NA | NA | NA |  | Refrigerator Double Door 253 Ltr. Samsung F.F. sr. no. RT26 FAKMAS/TL | Environmental Technology |  | 18990 |  |  | Research Infrastructure |  |  |  |  | suniyal@ihbt.res.in
Quantum Light Meter |  |  | NA | NA | NA | NA | NA |  | Quantum Light meter part no. 3415F sr. no. 3360 | Environmental Technology |  | 25000 |  |  | Research Infrastructure |  |  |  |  | suniyal@ihbt.res.in
Brunton Eclipse Compass |  |  | NA | NA | NA | NA | NA |  | Brunton Eclipse mirror sighting compass | Environmental Technology |  | 14700 |  |  | Research Infrastructure |  |  |  |  | suniyal@ihbt.res.in
Analytical Balance ME104 |  |  | NA | NA | NA | NA | NA |  | Analytical balance ME-104, 120 gram 1 mg mettler Toledo | Environmental Technology |  | 91000 |  |  | Research Infrastructure |  |  |  |  | suniyal@ihbt.res.in
Weighing Balance Black Kit |  |  | NA | NA | NA | NA | NA |  | Weighing balance black kit LCD display | Environmental Technology |  | 28828 |  |  | Research Infrastructure |  |  |  |  | suniyal@ihbt.res.in
Hot Plate Magnetic Stirrer |  |  | NA | NA | NA | NA | NA |  | Hot plate magnetic stirrer with LCD display 7 inch glass | Environmental Technology |  | 38931 |  |  | Research Infrastructure |  |  |  |  | suniyal@ihbt.res.in
PH Hand Held Meter |  |  | NA | NA | NA | NA | NA |  | 80522003 pH hand held meter. PH 150 meter with double junction pH electrode ATC probe | Environmental Technology |  | 39983 |  |  | Research Infrastructure |  |  |  |  | suniyal@ihbt.res.in
Anthocyamin Meter |  |  | NA | NA | NA | NA | NA |  | Anthocyamin meter with accessories | Environmental Technology |  | 39999.75 |  |  | Research Infrastructure |  |  |  |  | suniyal@ihbt.res.in
Distillation Unit Riviera |  |  | NA | NA | NA | NA | NA |  | Distillation unit Riviera make double stage with quartz A condenser built in quartz heater vertical panel conductivity 1.5-2.0 us/cm power | Environmental Technology |  | 179246 |  |  | Research Infrastructure |  |  |  |  | suniyal@ihbt.res.in
Portable Soil Moisture Measuring Kit |  |  | NA | NA | NA | NA | NA |  | Portable soil moisture measuring kit includes ML3 theta probe SMSC/d-HH2 cable pack of 4 x spare stainless steel rods HH2 moisture meter (with alkaline battery) insertion kit ML-INKI quick stand & carry case HH2 meter moisture with integral 25 connector for pc connection | Environmental Technology |  | 966000 |  |  | Research Infrastructure |  |  |  |  | suniyal@ihbt.res.in
Digital Plant Canopy Imager |  |  | NA | NA | NA | NA | NA |  | Digital plant canopy image model C1-110 with Acer Tab | Environmental Technology |  | 1092773.61 |  |  | Research Infrastructure |  |  |  |  | suniyal@ihbt.res.in
Laser Based Tree Calliper |  |  | NA | NA | NA | NA | NA |  | Laser based tree calliper | Environmental Technology |  | 124950 |  |  | Research Infrastructure |  |  |  |  | suniyal@ihbt.res.in
Olympus Teaching Microscope |  |  | NA | NA | NA | NA | NA |  | Olympus Teaching Microscope | Agrotechnology |  | 24006.41 |  |  | Research Infrastructure |  |  |  |  | satbeer@ihbt.res.in
Precision Top Loading Balance MXX10DE |  |  | NA | NA | NA | NA | NA |  | MXX 10DE Precision top loading balance cap. 10kg, 1gm | Dietictics & Nutrition Technology |  | 39983 |  |  | Research Infrastructure |  |  |  |  | mahesh@ihbt.res.in
Precision Balance 51402 DE |  |  | NA | NA | NA | NA | NA |  | Precision balance model no. 51402 DE read 0.01gm | Dietictics & Nutrition Technology |  | 77805 |  |  | Research Infrastructure |  |  |  |  | mahesh@ihbt.res.in
Lux Meter Digital |  |  | NA | NA | NA | NA | NA |  | Lux meter digital | Environmental Technology |  | 2376 |  |  | Research Infrastructure |  |  |  |  | Prakashom@ihbt.res.in
Steriozoom Microscope Labomed |  |  | NA | NA | NA | NA | NA |  | Steriozoom microscope trinocular model labomed 200 | Environmental Technology |  | 64746 |  |  | Research Infrastructure |  |  |  |  | Prakashom@ihbt.res.in
Analytical Weighing Balance HR120 |  |  | NA | NA | NA | NA | NA |  | Analytical weighing balance (Electronic ) AND model HR-120 | Environmental Technology |  | 100830 |  |  | Research Infrastructure |  |  |  |  | Prakashom@ihbt.res.in
Monocular Research Microscope RMH4 |  |  | NA | NA | NA | NA | NA |  | Monocular research microscope model RMH-4 radical( ISO-9002) | Environmental Technology |  | 7554.6 |  |  | Research Infrastructure |  |  |  |  | Prakashom@ihbt.res.in
Classroom Projection Microscope SKAVI |  |  | NA | NA | NA | NA | NA |  | Class room projection microscope SKAVI with accessories 5’x10’x20 | Environmental Technology |  | 7150 |  |  | Research Infrastructure |  |  |  |  | Prakashom@ihbt.res.in
Stereomicroscope Olympus |  |  | NA | NA | NA | NA | NA |  | Stereomicroscope ( Olympus make with accessories | Environmental Technology |  | 112604 |  |  | Research Infrastructure |  |  |  |  | Prakashom@ihbt.res.in
Fumigation Chamber MAC |  |  | NA | NA | NA | NA | NA |  | Fumigation chamber ‘Mac’ cat. no.MSW172 size 90x60x80cm | Environmental Technology |  | 31332 |  |  | Research Infrastructure |  |  |  |  | Prakashom@ihbt.res.in
Fumigant Chamber Rescholar RH53-01 |  |  | NA | NA | NA | NA | NA |  | Rescholar cat RH-53-01 fumigant chamber size 90x60x90cm complete as per specifications | Environmental Technology |  | 7865 |  |  | Research Infrastructure |  |  |  |  | Prakashom@ihbt.res.in
Altimeter Japan |  |  | NA | NA | NA | NA | NA |  | Altimeter (Japan Make) Range 4500mt | Environmental Technology |  | 3200 |  |  | Research Infrastructure |  |  |  |  | Prakashom@ihbt.res.in
Portable Temperature Humidity Meter |  |  | NA | NA | NA | NA | NA |  | Portable temperature cum humidity meter 25mm | Environmental Technology |  | 690 |  |  | Research Infrastructure |  |  |  |  | Prakashom@ihbt.res.in
Unilab Moulded GE80 Stereo Binocular |  |  | NA | NA | NA | NA | NA |  | Unilab moulded GE-80 stereo binocular model | Environmental Technology |  | 3107.5 |  |  | Research Infrastructure |  |  |  |  | Prakashom@ihbt.res.in
Oven with Two Inner Chambers MAC MSW211 |  |  | NA | NA | NA | NA | NA |  | Oven with two inner chamber (MAC) MSW – 211 | Agrotechnology |  | 142481 |  |  | Research Infrastructure |  |  |  |  | ramjeelalmeena@ihbt.res.in