## Worksheet
Equipment Name* | Approved Abbreviation | Location | Make (Manufacturer)* | Model* | Serial No* | Funding Agency Type* | Funding Agency Details (Use Comma if multiple)* | Project Title | Equipment Description | Department Name | Facility Name | Basic Cost(Rs)* | Reference Website | Equipment Status | Category* | Supplier | Supplier Email Id | Service Provider | Service Provider Email Id | Alert to be sent (Email id)*
i) Zero Hold Up Filter Press ii) Zero Hold Up Filter Press iii) Storage Vessel iv) Spare Parts of Filter Press v) Spare Parts of Filter Press |  |  | NA | NA | NA | NA | NA |  |  | Chemical Technology |  | 699150 | [7 empty] | vivesh@ihbt.res.in
Thermoscientific LCD Display WJ Water Jacketed incubator |  |  | NA | NA | NA | NA | NA |  |  | Dietics & Nutrition Technology |  | 498550 | [7 empty] | ankitsaneja@ihbt.res.in
i) HP Desktop 80 G9 782 MOPAS Intel core i5 12500/8GB RAM/ 1 TB HDD DVD -RW/ Gigabiit Ethernet /USB Keyboard & Mouse 21.5" Led Monitor /win 10 Pro 64 Bit 3 Years warranty IN1237079Z ii) C-Mount Video Attachment with centering Adjustment Mechanism iii) Cellsens Standard main Including License Certificate File BFMBF-G42RR iv) Digital Microscope Camera 4C40543 |  |  | NA | NA | NA | NA | NA |  |  | Dietics & Nutrition Technology |  | 1256936 | [7 empty] | vikrampatial@ihbt.res.in
Aluminium Cryocan Liquid Nitrogen |  |  | NA | NA | NA | NA | NA |  |  | Agrotechnology |  | 29990 | [7 empty] | jeremydkhar@ihbt.res.in
Igene Labserve Top Press Multi-Manifold Model Lyophilizer Capacity 1.5 Liters |  |  | NA | NA | NA | NA | NA |  |  | Chemical Technology |  | 549900 | [7 empty] | pdas@ihbt.res.in
PHCBI Micro PLC Display Incubator Bottom Heated |  |  | NA | NA | NA | NA | NA |  |  | Biotechnology |  | 496500 | [7 empty] | gauravzinta@ihbt.res.in
PHCBI Micro PLC Display Incubator Bottom Heated |  |  | NA | NA | NA | NA | NA |  |  | Biotechnology |  | 496500 | [7 empty] | gauravzinta@ihbt.res.in
Olympus Mild Steel Optical Inverted research Microscope , Rated Voltage 240 Volt |  |  | NA | NA | NA | NA | NA |  |  | Environment Technology |  | 298800 | [7 empty] | vikas@ihbt.res.in
gene Labserve Horizontal Laminar Air Flow Cabinets 4 x2 x2 Feet |  |  | NA | NA | NA | NA | NA |  |  | Biotechnology |  | 499990 | [7 empty] | rajeshsingh@ihbt.res.in
LABTOP Horizontal Laminar Air flow cabinets 4 x2 x2 feet |  |  | NA | NA | NA | NA | NA |  |  | Biotechnology |  | 499848 | [7 empty] | gauravzinta@ihbt.res.in
Industrial Tray Dryer (GAIL) , capcity 1019 (Kg/ Batch) |  |  | NA | NA | NA | NA | NA |  |  | Agrotechnology |  | 257745 | [7 empty] | rakeshkumar@ihbt.res.in
Mild Steel Tissue Culture Racks for Plant Tissue Culture in Pre-hardening Units, 230 Volts |  |  | NA | NA | NA | NA | NA |  |  | Biotechnology |  | 237500 | [7 empty] | vivekdogra@ihbt.res.in
Grant > over 8 to 10 liter Chamber capacity Water Baths |  |  | NA | NA | NA | NA | NA |  |  | Agrotechnology |  | 249000 | [7 empty] | rajeshsingh@ihbt.res.in
ERBA 5 Part Automated Hematology Analyser |  |  | NA | NA | NA | NA | NA |  |  | Dietics & Nutrition Technology |  | 497990 | [7 empty] | vikrampatial@ihbt.res.in
CFL206O Qhloroph Ytl Content Meter (Chlorophyl Content Meter) |  |  | NA | NA | NA | NA | NA |  |  | Agrotechnology |  | 304995 | [7 empty] | rakeshkumar@ihbt.res.in
Programmable Controller System (for Photoperiod Day/ Night Light) Temperature and Humidification System Coupled with Water Supply |  |  | NA | NA | NA | NA | NA |  |  | Biotechnology |  | 239998 | [7 empty] | vivekdogra@ihbt.res.in
Grant Over 10 to 14 liter Chambers Capacity Water Baths |  |  | NA | NA | NA | NA | NA |  |  | Agrotechnology |  | 399900 | [7 empty] | poonam@ihbt.res.in
LCD Display Orbital Shaking Incubators Model- ILB-110 |  |  | NA | NA | NA | NA | NA |  |  | Biotechnology |  | 149996 | [7 empty] | gauravzinta@ihbt.res.in
Sartarius Electronic Weighing Scale Brand with Load Capacity of 210 Gram |  |  | NA | NA | NA | NA | NA |  |  | Chemical Technology |  | 149650 | [7 empty] | pamita@ihbt.res.in
Neuation Refrigerated Centrifuge with LCD Display |  |  | NA | NA | NA | NA | NA |  |  | Chemical Technology |  | 359500 | [7 empty] | pamita@ihbt.res.in
Mettle Toledo LCD Analytical Semi-Micro Balances |  |  | NA | NA | NA | NA | NA |  |  | Chemical Technology |  | 131500 | [7 empty] | upendra@ihbt.res.in
GRANT Bench Top type Model Recirculating Chiller , capacity 16 lpm tank capacity 5 Ltrs. GBC1 |  |  | NA | NA | NA | NA | NA |  |  | Biotechnology |  | 204500 | [7 empty] | vivekdogra@ihbt.res.in
Stereo Microscope (Version 1.0) Trinocular research Microscope |  |  | NA | NA | NA | NA | NA |  |  | Dietics & Nutrition Technology |  | 1243720 | [7 empty] | damanpreet@ihbt.res.in
ZEISS Stereo Microscope ( Version 1.0) Trinocular Research Microscope with Axiocam 105 |  |  | NA | NA | NA | NA | NA |  |  | Biotechnology |  | 499789 | [7 empty] | hallan@ihbt.res.in
Bio-Rad Single Moulded Vertical Electrophoresis System |  |  | NA | NA | NA | NA | NA |  |  | Biotechnology |  | 249990 | [7 empty] | rohitjoshi@ihbt.res.in
Air Pollution Monitoring Instrument make Greetech |  |  | NA | NA | NA | NA | NA |  |  | Environment Technology |  | 145130 | [7 empty] | amitchawla@ihbt.res.in
Kyowa Contact Angle Meter DMe 211 Plus |  |  | NA | NA | NA | NA | NA |  |  | Dietics & Nutrition Technology |  | 489700 | [7 empty] | ankitsaneja@ihbt.res.in
Tyrone Workstation with Intel Xenon Silver 4314 Processor one No. Monitor |  |  | NA | NA | NA | NA | NA |  |  | Biotechnology (Bioinformatics) |  | 499980 | [7 empty] | vishal@ihbt.res.in
Bio Gel Documentataion System with CMOS camera |  |  | NA | NA | NA | NA | NA |  |  | Agrotechnology |  | 497015 | [7 empty] | poonam@ihbt.res.in
Thermo Fisher Scientific LCD Display Interface PCR Machine (Semi Quantitative) |  |  | NA | NA | NA | NA | NA |  |  | Biotechnology |  | 499995 | [7 empty] | rajeshsingh@ihbt.res.in
SHIMADZU LCD Analytical Semi-Micro Balances Model- ATY224R |  |  | NA | NA | NA | NA | NA |  |  | Biotechnology |  | 111510 | [7 empty] | sarita@ihbt.res.in
Autoclave Vertical (Digital Automatic) Keyboard Interface Hinged Type Steamer Sterilizerm with Radial Locking |  |  | NA | NA | NA | NA | NA |  |  | Biotechnology |  | 196990 | [7 empty] | ashishwarghat@ihbt.res.in
Mettler Toledo LCD Analytical Semi-Micro Balances |  |  | NA | NA | NA | NA | NA |  |  | Chemical Technology |  | 149700 | [7 empty] | pdas@ihbt.res.in
LQI A65519 RV-12 Vaccum Pump |  |  | NA | NA | NA | NA | NA |  |  | Chemical Technology |  | 493029 | [7 empty] | pdas@ihbt.res.in
PLT-272(H) Fume Hood Brand Tanco make |  |  | NA | NA | NA | NA | NA |  |  | Biotechnology |  | 489995 | [7 empty] | rohitjoshi@ihbt.res.in
PLT-101 Steam Sterilizer ( Autoclave Vertical) Tanco make |  |  | NA | NA | NA | NA | NA |  |  | Dietics & Nutrition Technology |  | 149985 | [7 empty] | vikrampatial@ihbt.res.in
Aczet Electronic Weighing Scale Brand with Load Capacity of 220 grm. CY 224C |  |  | NA | NA | NA | NA | NA |  |  | Biotechnology |  | 199892 | [7 empty] | ashishwarghat@ihbt.res.in
Aczet Electronic Weighing Scale Brand with Load Capacity of 220 grm. CY 224C |  |  | NA | NA | NA | NA | NA |  |  | Biotechnology |  | 149978 | [7 empty] | hallan@ihbt.res.in
Tyrone Workstation with intel Xenon silver 4316 Processor 256 GB SOB060624019A Sr. No. TX205572406 with 01 No. Monitor VX3276-MHD3 Sr. No. WEJ233920455 |  |  | NA | NA | NA | NA | NA |  |  | Biotechnology |  | 498998 | [7 empty] | rajiv@ihbt.res.in
Applied Biosystems LCD Display Interface PCR Machine (Semi Quantative) |  |  | NA | NA | NA | NA | NA |  |  | Biotechnology |  | 499998 | [7 empty] | rajeshsingh@ihbt.res.in
Thermo Scientific Lab Deep Freezer Model- TSV332FLSF Sr. No.-000031610240300057 |  |  | NA | NA | NA | NA | NA |  |  | Biotechnology |  | 149996 | [7 empty] | rajeshsingh@ihbt.res.in
ZEISS Stereo Microscope (Version 1.0) Brand- ZEISS Model -STEMI-305 includes 435063-9010-100 Stemi 305 EDU Microscope set 444801-0000-00 Folding eyecup 435525-9020-000 Double spot illuminator K LED |  |  | NA | NA | NA | NA | NA |  |  | Scientist |  | 349988 | [7 empty] | vikas@ihbt.res.in
Aczet Electronic Weighing Scale Brand with Load Capacity of 200 grm. |  |  | NA | NA | NA | NA | NA |  |  | Scientist |  | 249983 | [7 empty] | vshankar@ihbt.res.in
ThermoScientific 951-1000 L ultra low temperature laboratory Deep freezer |  |  | NA | NA | NA | NA | NA |  |  | Biotechnology |  | 349999 | [7 empty] | rajeshsingh@ihbt.res.in
Canon 24 MP Still DSLR APS Format |  |  | NA | NA | NA | NA | NA |  |  | Chemical Technology |  | 103750 | [7 empty] | upendra@ihbt.res.in
Aczet Electronic Weighing Scale Brand with load capacity of 220 gms. |  |  | NA | NA | NA | NA | NA |  |  | Biotechnology |  | 130000 | [7 empty] | gauravzinta@ihbt.res.in
1) Gas Chromatograph Mass Spectrometer D system with complete Accessories 2) Desktop Pc English (16 Gb , 1* 500) SN, CZC4037KBH, english keyboard , with CN 21.5" widescreen LCD Monitor SN.CNK3390WM0 3) Helium Gas cyclinder with two stage cyclinder Regulator with brass Chrome Plated Body wall mount 4) gas Purification Panel and Control System For HE Gas. 5) HP Pro Tower 400 G9/ Intel Core i7 with HP P27vG4 FHD Monitor 6) HP Laser , 1008 w Printer 7) 10 KVA Online UPS , SMF Batteries 20 Nos., 30 Mint back up Dr. No. VCMH04240022001 (Hitachi make) |  |  | NA | NA | NA | NA | NA |  |  | Chemical Technology |  | 7736759 | [7 empty] | dineshkumar@ihbt.res.in
Thermo Scientific 2 to 4 Litre Chamber Capacity Water Baths |  |  | NA | NA | NA | NA | NA |  |  | Biotechnology |  | 399996 | [7 empty] | arunkumar@ihbt.res.in
PCS Online UPS of Rating 20.0 KVA with Battery of Back Up Time 120 Minutes (Product No. PCS20360B32) |  |  | NA | NA | NA | NA | NA |  |  | Chemical Technology |  | 495000 | [7 empty] | dineshkumar@ihbt.res.in
Blue Star 400-450 L Ultra Low temperature Laboratory Deep Freezer |  |  | NA | NA | NA | NA | NA |  |  | Agrotechnology |  | 149999 | [7 empty] | poonam@ihbt.res.in
SHIMADZU Touch screen Display Analytical Semi- Micro Balances |  |  | NA | NA | NA | NA | NA |  |  | Dietics & Nutrition Technology |  | 138060 | [7 empty] | vikrampatial@ihbt.res.in
BEING Movable with Wheels Recirculating Chiller, Capacity 6.45 LPM |  |  | NA | NA | NA | NA | NA |  |  | Chemical Technology |  | 260000 | [7 empty] | pdas@ihbt.res.in
Eaton Online UPS of rating 10.0 KVA with Battery of Back up Time 60 Minutes Serial No. ZT292A2001 Serial No. ZT242A2008 with Panel Cables 2 Nos. with output Isolation Transformer 1PH with Exide 65 SH 24 Nos with rack & Interlinks Cables against GEMC-511687764610362 Dtd.20.08.2024 |  |  | NA | NA | NA | NA | NA |  |  | Biotechnology (Bioinformatics) |  | 960000 | [7 empty] | rituraj@ihbt.res.in
Jiwa Tech Semi Automatic Computerized Tensile Strength |  |  | NA | NA | NA | NA | NA |  |  | Dietics & Nutrition Technology |  | 195000 | [7 empty] | ankitsaneja@ihbt.res.in
Tempo 170 Liter Stability Chambers |  |  | NA | NA | NA | NA | NA |  |  | Chemical Technology |  | 498000 | [7 empty] | dineshkumar@ihbt.res.in
IKA Touch Screen Viscometer Model-ROTAVISC me-vi (Sr. No.220052802) |  |  | NA | NA | NA | NA | NA |  |  | Chemical Technology |  | 334950 | [7 empty] | upendra@ihbt.res.in
Oxygen meter |  |  | NA | NA | NA | NA | NA |  |  | Dietics & Nutrition Technology |  | 15945 | [7 empty] | damanpreet@ihbt.res.in
Refrigerated Centrifuge with LCD |  |  | NA | NA | NA | NA | NA |  |  | Biotechnology |  | 496898 | [7 empty] | vandana@ihbt.res.in
Water bath |  |  | NA | NA | NA | NA | NA |  |  | Agrotechnology |  | 84950 | [7 empty] | satbeer@ihbt.res.in
Flaking Machine |  |  | NA | NA | NA | NA | NA |  |  | Biotechnology |  | 99993 | [7 empty] | vandana@ihbt.res.in
Vertical refrigerator |  |  | NA | NA | NA | NA | NA |  |  | Biotechnology |  | 149860 | [7 empty] | hallan@ihbt.res.in
PH Meter |  |  | NA | NA | NA | NA | NA |  |  | Biotechnology |  | 92040 | [7 empty] | hallan@ihbt.res.in
Deep Freezer upright Thermo Scientific |  |  | NA | NA | NA | NA | NA |  |  | Biotechnology |  | 499966 | [7 empty] | rajeshsingh@ihbt.res.in
Tarson Brushless AC motor vortex shaker |  |  | NA | NA | NA | NA | NA |  |  | Biotechnology |  | 14192 | [7 empty] | sarita@ihbt.res.in
Inverted Mincroscope |  |  | NA | NA | NA | NA | NA |  |  | Dietics & Nutrition Technology |  | 484980 | [7 empty] | ankitsaneja@ihbt.res.in
Double door refrigerator 230 ltr. |  |  | NA | NA | NA | NA | NA |  |  | Agrotechnology |  | 36490 | [7 empty] | jeremydkhar@ihbt.res.in
Bench Top Rotary Type Shaker |  |  | NA | NA | NA | NA | NA |  |  | Biotechnology |  | 199874 | [7 empty] | rajiv@ihbt.res.in
Mini Centrifuge |  |  | NA | NA | NA | NA | NA |  |  | Biotechnology |  | 49999 | [7 empty] | hallan@ihbt.res.in
Orbital Shaking Incubator |  |  | NA | NA | NA | NA | NA |  |  | Planning Project Monitoring and Evaluation / Biotechnology |  | 399813 | [7 empty] | aparna@ihbt.res.in
Refrigerator |  |  | NA | NA | NA | NA | NA |  |  | Dietics & Nutrition Technology |  | 19890 | [7 empty] | vikrampatial@ihbt.res.in
PCR Machine |  |  | NA | NA | NA | NA | NA |  |  | Biotechnology |  | 399961 | [7 empty] | rajiv@ihbt.res.in
Orbital shaking incubator |  |  | NA | NA | NA | NA | NA |  |  | Planning Project Monitoring and Evaluation / Biotechnology |  | 399803 | [7 empty] | aparna@ihbt.res.in
Water Bath |  |  | NA | NA | NA | NA | NA |  |  |  |  | 98999 | [7 empty] | rajiv@ihbt.res.in
Automated cell counter |  |  | NA | NA | NA | NA | NA |  |  | Dietics & Nutrition Technology |  | 443999 | [7 empty] | vikrampatial@ihbt.res.in
Double Door Freezer |  |  | NA | NA | NA | NA | NA |  |  | Biotechnology |  | 110920 | [7 empty] | vivekdogra@ihbt.res.in
Weighing balance |  |  | NA | NA | NA | NA | NA |  |  | Planning Project Monitoring and Evaluation / Biotechnology |  | 150000 | [7 empty] | aparna@ihbt.res.in
PH Meter |  |  | NA | NA | NA | NA | NA |  |  | Planning Project Monitoring and Evaluation / Biotechnology |  | 150000 | [7 empty] | aparna@ihbt.res.in
Vortex Multitube |  |  | NA | NA | NA | NA | NA |  |  | Biotechnology |  | 29038
PH Meter |  |  | NA | NA | NA | NA | NA |  |  | Biotechnology |  | 39941 | [7 empty] | dharamsingh@ihbt.res.in
Electronic Weighing Balance |  |  | NA | NA | NA | NA | NA |  |  | Biotechnology |  | 95948 | [7 empty] | dharamsingh@ihbt.res.in
Computational Workstation |  |  | NA | NA | NA | NA | NA |  |  | Biotechnology (Bioinformatics) |  | 449980 | [7 empty] | vishal@ihbt.res.in
Water Purification system |  |  | NA | NA | NA | NA | NA |  |  | Biotechnology |  | 499140 | [7 empty] | vandana@ihbt.res.in
Neuation Die cast aluminium microprocessor controlled magnetic stirrer |  |  | NA | NA | NA | NA | NA |  |  | Agrotechnology |  | 24900 | [7 empty] | palpk@ihbt.res.in
Thermo-Scientific Double Beam UV-Visible Spectrophotometer |  |  | NA | NA | NA | NA | NA |  |  | Biotechnology |  | 499996 | [7 empty] | gauravzinta@ihbt.res.in
Bench Top Refrigerated Centrifuge |  |  | NA | NA | NA | NA | NA |  |  | Chemical Technology |  | 354000 | [7 empty] | upendra@ihbt.res.in
Refrigerator Centrifuge |  |  | NA | NA | NA | NA | NA |  |  | Planning Project Monitoring and Evaluation / Biotechnology |  | 499984 | [7 empty] | aparna@ihbt.res.in
Bioprep Bench type water quality meter analyzer |  |  | NA | NA | NA | NA | NA |  |  | Biotechnology |  | 69998 | [7 empty] | rajeshsingh@ihbt.res.in
Neuation 18 x 18 inch reciprocal shaker ISHAK 3D |  |  | NA | NA | NA | NA | NA |  |  | Biotechnology |  | 59900 | [7 empty] | sarita@ihbt.res.in
3D Bio Printer |  |  | NA | NA | NA | NA | NA |  |  | Dietics & Nutrition Technology |  | 939500 | [7 empty] | ankitsaneja@ihbt.res.in
Plant Growth Chamber |  |  | NA | NA | NA | NA | NA |  |  | Biotechnology |  | 2829847 | [7 empty] | arunkumar@ihbt.res.in
Plant Growth Chamber |  |  | NA | NA | NA | NA | NA |  |  | Biotechnology |  | 1958345 | [7 empty] | vivekdogra@ihbt.res.in
Plant Growth Chamber |  |  | NA | NA | NA | NA | NA |  |  | Biotechnology |  | 2307241 | [7 empty] | vivekdogra@ihbt.res.in
Tissue Lyser |  |  | NA | NA | NA | NA | NA |  |  | Agrotechnology |  | 494656 | [7 empty] | bhavya@ihbt.res.in
Autoclave |  |  | NA | NA | NA | NA | NA |  |  | Agrotechnology |  | 149892 | [7 empty] | poonam@ihbt.res.in
Electrophoresis power supply 220V single moulded |  |  | NA | NA | NA | NA | NA |  |  | Agrotechnology |  | 184999 | [7 empty] | poonam@ihbt.res.in
20 Block Digestion system |  |  | NA | NA | NA | NA | NA |  |  | Agrotechnology |  | 148901 | [7 empty] | palpk@ihbt.res.in
DSLR Camera |  |  | NA | NA | NA | NA | NA |  |  | Biotechnology |  | 75000 | [7 empty] | sarita@ihbt.res.in
Work Station |  |  | NA | NA | NA | NA | NA |  |  | Biotechnology(Bioinformatics) |  | 1439600 | [7 empty] | ravish@ihbt.res.in
Sartorius Electronic weighing scale |  |  | NA | NA | NA | NA | NA |  |  | Agrotechnology |  | 440000 | [7 empty] | palpk@ihbt.res.in
Orbital Shaker |  |  | NA | NA | NA | NA | NA |  |  | Agrotechnology |  | 199900 | [7 empty] | palpk@ihbt.res.in
Distillation Unit |  |  | NA | NA | NA | NA | NA |  |  | Chemical Technology |  | 988840 | [7 empty] | mohit@ihbt.res.in
Chemiluminesce nce & Gel Imaging & analysis system |  |  | NA | NA | NA | NA | NA |  |  | Dietics & Nutrition Technology |  | 1888000 | [7 empty] | damanpreet@ihbt.res.in
4c vertical upright freezer |  |  | NA | NA | NA | NA | NA |  |  | Biotechnology |  | 109490 | [7 empty] | dharamsingh@ihbt.res.in
Nitrogen cryocan for liquid nitrogen containers |  |  | NA | NA | NA | NA | NA |  |  | Planning Project Monitoring and Evaluation / Biotechnology |  | 24900 | [7 empty] | aparna@ihbt.res.in
Humidity and Temperature data logger |  |  | NA | NA | NA | NA | NA |  |  | Environment Technology |  | 26572 | [7 empty] | aparna@ihbt.res.in
WorkStation |  |  | NA | NA | NA | NA | NA |  |  | Environment Technology |  | 497440 | [7 empty] | amikr@ihbt.res.in
Sonicator |  |  | NA | NA | NA | NA | NA |  |  | Biotechnology |  | 206845 | [7 empty] | rajiv@ihbt.res.in
Handheld Portable Alcohol meter |  |  | NA | NA | NA | NA | NA |  |  | Chemical Technology |  | 394120 | [7 empty] | vivesh@ihbt.res.in
Single moulded electrophoresis system |  |  | NA | NA | NA | NA | NA |  |  | Biotechnology |  | 149990 | [7 empty] | sarita@ihbt.res.in
Deep Fridger |  |  | NA | NA | NA | NA | NA |  |  | Chemical Technology |  | 110000 | [7 empty] | vijai@ihbt.res.in
Mini Centrifuge |  |  | NA | NA | NA | NA | NA |  |  | Biotechnology |  | 246148 | [7 empty] | vivekdogra@ihbt.res.in
Customized Fabrication of Anaerobic digester capacity 25 liters |  |  | NA | NA | NA | NA | NA |  |  | Biotechnology |  | 198000 | [7 empty] | sarita@ihbt.res.in
Chiller |  |  | NA | NA | NA | NA | NA |  |  | Biotechnology |  | 398000 | [7 empty] | kunjansaxena@ihbt.res.in
TVS Thermal Transfer and Direct Thermal both Desktop Bar Code Printer |  |  | NA | NA | NA | NA | NA |  |  | Dietics & Nutrition Technology |  | 17841 | [7 empty] | yogendra@ihbt.res.in
Vertical Laboratory Deep Fridger |  |  | NA | NA | NA | NA | NA |  |  | Biotechnology |  | 219700 | [7 empty] | dharamsingh@ihbt.res.in
Sartorius Electronic weighing scale |  |  | NA | NA | NA | NA | NA |  |  | Biotechnology |  | 124500 | [7 empty] | dharamsingh@ihbt.res.in
Workstation |  |  | NA | NA | NA | NA | NA |  |  | Biotechnology (Bioinformatics) |  | 425886 | [7 empty] | rituraj@ihbt.res.in
Double Door Refrigerator |  |  | NA | NA | NA | NA | NA |  |  | Environment Technology |  | 51920 | [7 empty] | ashoksingh@ihbt.res.in
Neuation Refrigerated Centrifuge with Lcd display |  |  | NA | NA | NA | NA | NA |  |  | Biotechnology |  | 499500 | [7 empty] | ramsharma@ihbt.res.in
Vertical Deep Freezer |  |  | NA | NA | NA | NA | NA |  |  | Biotechnology |  | 242000 | [7 empty] | ramsharma@ihbt.res.in
Fume Hood |  |  | NA | NA | NA | NA | NA |  |  | Biotechnology |  | 497930 | [7 empty] | ramsharma@ihbt.res.in
PH Meter |  |  | NA | NA | NA | NA | NA |  |  | Agrotechnology |  | 95880 | [7 empty] | bhavya@ihbt.res.in
Plant Growth Chamber |  |  | NA | NA | NA | NA | NA |  |  | Biotechnology |  | 4400966 | [7 empty] | gauravzinta@ihbt.res.in
Fiber Analyzer System |  |  | NA | NA | NA | NA | NA |  |  | Chemical Technology |  | 1697000 | [7 empty] | mohit@ihbt.res.in
Zeiss Stereo Microscope Trinocular |  |  | NA | NA | NA | NA | NA |  |  | Biotechnology |  | 499799 | [7 empty] | gauravzinta@ihbt.res.in
PCR Machine |  |  | NA | NA | NA | NA | NA |  |  | Biotechnology |  | 499995 | [7 empty] | vivekdogra@ihbt.res.in
Stereo Microscope Trinocular |  |  | NA | NA | NA | NA | NA |  |  | Biotechnology (Nanobiology) |  | 499799 | [7 empty] | amitabha@ihbt.res.in
HTS Vaccum manifold is designed for use with 96-well okate and 984-well plate multiscreen HTS Filter and collection plates with vacuum pump |  |  | NA | NA | NA | NA | NA |  |  | Biotechnology |  | 490000 | [7 empty] | gauravzinta@ihbt.res.in
Multi Parameter Water Quality Analyzer |  |  | NA | NA | NA | NA | NA |  |  | Dietics & Nutrition Technology |  | 47000 | [7 empty] | virat@ihbt.res.in
Deep Fridger |  |  | NA | NA | NA | NA | NA |  |  | Dietics & Nutrition Technology |  | 100000 | [7 empty] | virat@ihbt.res.in
BOD Incubator |  |  | NA | NA | NA | NA | NA |  |  | Biotechnology (Nanobiology) |  | 98955 | [7 empty] | amitabha@ihbt.res.in
Microscope |  |  | NA | NA | NA | NA | NA |  |  | Agrotechnology |  | 198995 | [7 empty] | girish@ihbt.res.in
Online UPS 30 KVA with Battery |  |  | NA | NA | NA | NA | NA |  |  | Biotechnology |  | 495000 | [7 empty] | rohitjoshi@ihbt.res.in
Tissue Homogenizer |  |  | NA | NA | NA | NA | NA |  |  | Chemical Technology |  | 89000 | [7 empty] | dineshkumar@ihbt.res.in
Refrigerator BOD |  |  | NA | NA | NA | NA | NA |  |  | Dietics & Nutrition Technology |  | 125000 | [7 empty] | damanpreet@ihbt.res.in
Upgradation of ESR1 ARC desktop standard software |  |  | NA | NA | NA | NA | NA |  |  | Environment Technology |  | 1711000 | [7 empty] | meenakshi@ihbt.res.in
Split Air Conditioner |  |  | NA | NA | NA | NA | NA |  |  | Planning Project Monitoring and Evaluation / Biotechnology |  | 280000 | [7 empty] | aparna@ihbt.res.in
Data logger for temperature soil moisture |  |  | NA | NA | NA | NA | NA |  |  | Environment Technology |  | 125000 | [7 empty] | amitchawla@ihbt.res.in
Computational Workstation |  |  | NA | NA | NA | NA | NA |  |  | Biotechnology (Bioinformatics) |  | 660000 | [7 empty] | vishal@ihbt.res.in
LED Display Incubator |  |  | NA | NA | NA | NA | NA |  |  | Dietics & Nutrition Technology |  | 499495 | [7 empty] | vikrampatial@ihbt.res.in
Micro- Volume UV Visible spectrometer |  |  | NA | NA | NA | NA | NA |  |  | Biotechnology |  | 1059045 | [7 empty] | dharamsingh@ihbt.res.in
Fume Hood |  |  | NA | NA | NA | NA | NA |  |  | Chemical Technology |  | 998275 | [7 empty] | pdas@ihbt.res.in
Advance Polyhouse |  |  | NA | NA | NA | NA | NA |  |  | Agrotechnology |  | 547000 | [7 empty] | poonam@ihbt.res.in
Reactor for the low and high temperature Reaction |  |  | NA | NA | NA | NA | NA |  |  | Chemical Technology |  | 689120 | [7 empty] | pdas@ihbt.res.in
Plant Growth Chamber |  |  | NA | NA | NA | NA | NA |  |  | Biotechnology |  | 3398293 | [7 empty] | rajeshsingh@ihbt.res.in
Incubator Anaerobic |  |  | NA | NA | NA | NA | NA |  |  | Biotechnology |  | 1340000 | [7 empty] | sarita@ihbt.res.in
Unmanned aerial vehicle system for spraying and seeding application |  |  | NA | NA | NA | NA | NA |  |  | Environment Technology |  | 773388 | [7 empty] | amitkr@ihbt.res.in
Prolysis Unit for Biochar Production |  |  | NA | NA | NA | NA | NA |  |  | Biotechnology |  | 1199500 | [7 empty] | sarita@ihbt.res.in
Carbon Analyser |  |  | NA | NA | NA | NA | NA |  |  | Planning Project Monitoring and Evaluation / Biotechnology |  | 1999999 | [7 empty] | aparna@ihbt.res.in
Deep Fridger 350-400 ltr |  |  | NA | NA | NA | NA | NA |  |  | Biotechnology |  | 498649 | [7 empty] | dharamsingh@ihbt.res.in
Bench Top Refrigerated Centrifuge |  |  | NA | NA | NA | NA | NA |  |  | Chemical Technology |  | 359500 | [7 empty] | pdas@ihbt.res.in
Tyrone Workstation |  |  | NA | NA | NA | NA | NA |  |  | Biotechnology |  | 498998 | [7 empty] | vivekdogra@ihbt.res.in
Rotary Evaporator with vaccum pump |  |  | NA | NA | NA | NA | NA |  |  | Chemical Technology |  | 649000 | [7 empty] | upendra@ihbt.res.in
Fabricated Bioreactor FRP 100 Ltr |  |  | NA | NA | NA | NA | NA |  |  | Planning Project Monitoring and Evaluation / Biotechnology |  | 49678 | [7 empty] | aparna@ihbt.res.in
Instrumented Meterlogical observation tower 32 mtr |  |  | NA | NA | NA | NA | NA |  |  | Environment Technology |  | 2557491 | [7 empty] | amitchawla@ihbt.res.in
Deep freezer BLUE STAR PS-345 |  |  | NA | NA | NA | NA | NA |  |  | Biotechnology |  | 41273 | [7 empty] | anishk@ihbt.res.in
Prefabricated cold room 3x2x2.1m |  |  | NA | NA | NA | NA | NA |  |  | Biotechnology |  | 128559 | [7 empty] | anishk@ihbt.res.in
Refrigerator system for cold room |  |  | NA | NA | NA | NA | NA |  |  | Biotechnology |  | 116200 | [7 empty] | anishk@ihbt.res.in
Ultra sonic water bath Oscar make |  |  | NA | NA | NA | NA | NA |  |  | Biotechnology |  | 57262.5 | [7 empty] | anishk@ihbt.res.in
Deep freezer VF33453 |  |  | NA | NA | NA | NA | NA |  |  | Biotechnology |  | 70000 | [7 empty] | anishk@ihbt.res.in
Membrane Based Protein Processing & separation system with accessories |  |  | NA | NA | NA | NA | NA |  |  | Biotechnology |  | 473051.67 | [7 empty] | anishk@ihbt.res.in
Semi Dry transfer system power bolter XL system C.No.PR0013 |  |  | NA | NA | NA | NA | NA |  |  | Biotechnology |  | 199500 | [7 empty] | anishk@ihbt.res.in
DIC attachment for Nikon Microscope E-600 with accessories Consisting of CCV universal condenser turnet, condenser unit top Lens Dry C-CT Containing telescope V-PP DOC rotatable polarized HT, anaylser HT DIC Module , Module NM module NH, DIC Slider add DIC nose plate etc. |  |  | NA | NA | NA | NA | NA |  |  | Biotechnology |  | 312777 | [7 empty] | rimpy@ihbt.res.in
Amershan Mini cell electrophoresis system Mighty Small II with alumin Plates , glass plates and Combs etc. accessories |  |  | NA | NA | NA | NA | NA |  |  | Biotechnology |  | 42172.84 | [7 empty] | rimpy@ihbt.res.in
Micro centrifuge machine Model Spin win MC-01 (tarsons) |  |  | NA | NA | NA | NA | NA |  |  | Biotechnology |  | 31116.8 | [7 empty] | rimpy@ihbt.res.in
Amershan Minnie Gel unit Part No. 80-6052-64 with Standard equipment and accessories includes, combs and wells max. Horizontal sub unit casting kit , combs 30 wells power supply unit EPS301 & Adaptor slt etc. |  |  | NA | NA | NA | NA | NA |  |  | Biotechnology |  | 84322.04 | [7 empty] | rimpy@ihbt.res.in
Advanced research microscope carl zesis Model axiomager M1 with digital camera and work station includes 1) Image analysis software 2) CCD digital Camera System 3) EPI fluorescent system 4) Computer system HCL-P-IV with monitor TFT 17'' 5) HP Laser jet printer HP2600 6) Scanner HP 2600 7) UPS HCL |  |  | NA | NA | NA | NA | NA |  |  | Biotechnology |  | 2937833.78 | [7 empty] | rimpy@ihbt.res.in
Advanced Confocal Microscope Carl Zeiss laser scanning Model LSM 510 Meta complete with all accessories as per ledger and along with Computer system Pentium 4 (Celsius) and including high resolution colour laser printer & UPS |  |  | NA | NA | NA | NA | NA |  |  | Biotechnology |  | 11405531 | [7 empty] | rimpy@ihbt.res.in
Samsung refrigerator RT41 capacity 410 Ltrs. Double door with Stabilizer |  |  | NA | NA | NA | NA | NA |  |  | Biotechnology |  | 28500 | [7 empty] | rimpy@ihbt.res.in
6030, Spinot magnetic stirrer hot Plate 18 x18 cm |  |  | NA | NA | NA | NA | NA |  |  | Biotechnology |  | 9835 | [7 empty] | rimpy@ihbt.res.in
GE(Amersham ) 2-D Electrophoresis system with all accessories |  |  | NA | NA | NA | NA | NA |  |  | Biotechnology |  | 421989.75 | [7 empty] | rimpy@ihbt.res.in
Objective Plan apochromatic 100 x1.40/ DIC DIC Slider PA 100 x/1.40 III Filter Set 25 DAPI+FITC+ Texas Red shift free Reflector Model FLEC P & C |  |  | NA | NA | NA | NA | NA |  |  | Biotechnology |  | 507084 | [7 empty] | rimpy@ihbt.res.in
Horizontal gel electrophoresis unit with accessories Sub marine gel electrophoresis Sr No. 4836, 5933, 2380,2199. Gel casting Tray for E9290,E90291, E90491, E90490 |  |  | NA | NA | NA | NA | NA |  |  | Biotechnology |  | 293259.87 | [7 empty] | rimpy@ihbt.res.in
Stereo Discovery V20 microscope body with accessories |  |  | NA | NA | NA | NA | NA |  |  | Biotechnology |  | 1031529 | [7 empty] | rimpy@ihbt.res.in
Filter Set 38 endow GFP shift free commodity code 90022000 Reflector module FLEC P & C commodity Code 90119090 |  |  | NA | NA | NA | NA | NA |  |  | Biotechnology |  | 59849.17 | [7 empty] | rimpy@ihbt.res.in
Refrigerator frost free double Door Lockable 400 ltr. Samsung make Model BP-312 |  |  | NA | NA | NA | NA | NA |  |  | Biotechnology |  | 31300 | [7 empty] | rimpy@ihbt.res.in
High resolution microscopy camera axcio caro HRC Rev.3 fireware sr.no. 8525899 Camera adaptor Sr No. 90119090 |  |  | NA | NA | NA | NA | NA |  |  | Biotechnology |  | 951139.5 | [7 empty] | rimpy@ihbt.res.in
Fully automatic electronic microtone with accessories |  |  | NA | NA | NA | NA | NA |  |  | Biotechnology |  | 531233 | [7 empty] | rimpy@ihbt.res.in
Nikon Trinocular steriozoom microscope model-SM2-1500 with digital CCD camera system and other accessories |  |  | NA | NA | NA | NA | NA |  |  | Biotechnology |  | 470726 | [7 empty] | rimpy@ihbt.res.in
Nikon Japan digital camera attachment Model DN9-1200 CNN 063x DKM –Relay Lens |  |  | NA | NA | NA | NA | NA |  |  | Biotechnology |  | 206565 | [7 empty] | rimpy@ihbt.res.in
Stereoscopic Microscope Model SMZ-2TD with accessories, Zooming body focusing mount diascopy illuminator stand (220-240V) |  |  | NA | NA | NA | NA | NA |  |  | Biotechnology |  | 31005.32 | [7 empty] | rimpy@ihbt.res.in
Electronic weighing balance capacity 300gm model EK3001 |  |  | NA | NA | NA | NA | NA |  |  | Biotechnology |  | 25220 | [7 empty] | anil1@ihbt.res.in
Applied Bio system ABI pris genetic and analyzer complete with accessories CPU existing automated 3130XL DNA Sequencer at least dual core 3Ghz 2DDR RAM 2X250GB HDD DVD Writer 1 DVI Port OS Window XP service pack 2 (chipset compatible with Window XP) |  |  | NA | NA | NA | NA | NA |  |  | Biotechnology |  | 4003257 | [7 empty] | anil1@ihbt.res.in
Wet & dry professional vacuum cleaner |  |  | NA | NA | NA | NA | NA |  |  | Biotechnology |  | 40500 | [7 empty] | rajneesh@ihbt.res.in
1)Frost free double door refrigerator model no. BP2N, LG-Make, cap. 235ltr. 2)Frost free double door refrigerator model no. D402, LG –MAKE, cap. 360ltr. Quantity - 2 nos |  |  | NA | NA | NA | NA | NA |  |  | Biotechnology |  | 61480 | [7 empty] | rajneesh@ihbt.res.in
Dehumidifier model no. WDE301 Make- white Wishing house USA |  |  | NA | NA | NA | NA | NA |  |  | Biotechnology |  | 82525 | [7 empty] | rajneesh@ihbt.res.in
Kent Reverse osmosis (RO) + Ultraviolet (UV) + Ultrafiltration (UF) >=51L=250LPH Filtration capacity |  |  | NA | NA | NA | NA | NA |  |  | Biotechnology |  | 88000 | [7 empty] | rajneesh@ihbt.res.in
Real Time PCR System (thermal cycler) BIORAD ITO8740 comp. with accessories computer IBM thick A30 P-IV, 2.2GB 512MB DDR |  |  | NA | NA | NA | NA | NA |  |  | Biotechnology |  | 1991892 | [7 empty] | kunal@ihbt.res.in
Electronic Analytical Balance |  |  | NA | NA | NA | NA | NA |  |  | Biotechnology |  | 83363 | [7 empty] | kunal@ihbt.res.in
NIKON Biological Microscope E-600 |  |  | NA | NA | NA | NA | NA |  |  | Biotechnology |  | 1217509.8 | [7 empty] | kunal@ihbt.res.in
NIKON Microscope E-200 |  |  | NA | NA | NA | NA | NA |  |  | Biotechnology |  | 200898.75 | [7 empty] | kunal@ihbt.res.in
NBS Stackable Ref. Shaker |  |  | NA | NA | NA | NA | NA |  |  | Biotechnology |  | 922868.45 | [7 empty] | kunal@ihbt.res.in
C-1000 Thermal Cycler |  |  | NA | NA | NA | NA | NA |  |  | Biotechnology |  | 506012 | [7 empty] | kunal@ihbt.res.in
Environment Room |  |  | NA | NA | NA | NA | NA |  |  | Biotechnology |  | 74034 | [7 empty] | kunal@ihbt.res.in
Horizontal Gradvel laminar |  |  | NA | NA | NA | NA | NA |  |  | Biotechnology |  | 81704 | [7 empty] | kunal@ihbt.res.in
ESCO Microprocessor controlled air stream class-II |  |  | NA | NA | NA | NA | NA |  |  | Biotechnology |  | 224048.65 | [7 empty] | kunal@ihbt.res.in
Upright Freezer U570 |  |  | NA | NA | NA | NA | NA |  |  | Biotechnology |  | 961515 | [7 empty] | kunal@ihbt.res.in
NBS Ref. incubator Shaker 44R |  |  | NA | NA | NA | NA | NA |  |  | Biotechnology |  | 1140369 | [7 empty] | kunal@ihbt.res.in
Deep Freezer |  |  | NA | NA | NA | NA | NA |  |  | Biotechnology |  | 40040 | [7 empty] | kunal@ihbt.res.in
Table top micro refrigerated centrifuge Angle Rotor with Lid Angle Rotor with Lid |  |  | NA | NA | NA | NA | NA |  |  | Biotechnology |  | 201659.88 | [7 empty] | kunal@ihbt.res.in
Deep freezer horizontal |  |  | NA | NA | NA | NA | NA |  |  | Biotechnology |  | 32597 | [7 empty] | kunal@ihbt.res.in
Deep freezer |  |  | NA | NA | NA | NA | NA |  |  | Biotechnology |  | 32500 | [7 empty] | kunal@ihbt.res.in
Deep freezer(40L262) |  |  | NA | NA | NA | NA | NA |  |  | Biotechnology |  | 101900 | [7 empty] | kunal@ihbt.res.in
Flexible Digital Microscope #HS15941B |  |  | NA | NA | NA | NA | NA |  |  | Biotechnology |  | 31088 | [7 empty] | kunal@ihbt.res.in
S1000 Thermo Cycler Comp. with accessories |  |  | NA | NA | NA | NA | NA |  |  | Biotechnology |  | 3599640 | [7 empty] | kunal@ihbt.res.in
1) Part No. 095-0449-02, LM-20 8WA II Bench top 24V Trans illuminator S/N. 103012-74 2) Part No. 34-006-018W long wave tube wavelength 365nm 3) Part No. 34-0042-048W mid range tube wavelength 302nm |  |  | NA | NA | NA | NA | NA |  |  | Biotechnology |  | 64760.85 | [7 empty] | kunal@ihbt.res.in
Amusham Hybridisation oven model RPN2510E 220V/24 with accessories |  |  | NA | NA | NA | NA | NA |  |  | Biotechnology |  | 157701 | [7 empty] | kunal@ihbt.res.in
Upright Deep freezer model BFS 345 Celfrost cap- 3442 with Voltage stabilizer |  |  | NA | NA | NA | NA | NA |  |  | Biotechnology |  | 59500 | [7 empty] | kunal@ihbt.res.in
Deep freezer vertical 3442 double door 4KVA Vestfrost BFS345 with Voltage Stabilizer |  |  | NA | NA | NA | NA | NA |  |  | Biotechnology |  | 49390.29 | [7 empty] | kunal@ihbt.res.in
Refrigerated centrifuge Sigma 3K30 Swing Rotor S/N. 102915 |  |  | NA | NA | NA | NA | NA |  |  | Biotechnology |  | 221645.97 | [7 empty] | kunal@ihbt.res.in
Microprocessor controlled water bath W-12 complete |  |  | NA | NA | NA | NA | NA |  |  | Biotechnology |  | 64009.81 | [7 empty] | kunal@ihbt.res.in
Digital Dry Bath 24x15ml |  |  | NA | NA | NA | NA | NA |  |  | Biotechnology |  | 31944.93 | [7 empty] | kunal@ihbt.res.in
Horizontal Laminar Air flow chamber model 150L-48-24-24 S/N. 172/12/2 |  |  | NA | NA | NA | NA | NA |  |  | Biotechnology |  | 178500 | [7 empty] | kunal@ihbt.res.in
Electronic weighing balance and model GH-252 cap. 250/10gm s/n. 15100647 |  |  | NA | NA | NA | NA | NA |  |  | Biotechnology |  | 135000 | [7 empty] | kunal@ihbt.res.in
Image master platinum 7.0 Image Scanner III |  |  | NA | NA | NA | NA | NA |  |  | Biotechnology |  | 521329.16 | [7 empty] | kunal@ihbt.res.in
NBS Vectra 10W temp. Upright deep freezer model U570 model complete accessories |  |  | NA | NA | NA | NA | NA |  |  | Biotechnology |  | 401961.42 | [7 empty] | kunal@ihbt.res.in
Refrigerated LG Double door FF S/N. K98-402 Room |  |  | NA | NA | NA | NA | NA |  |  | Biotechnology |  | 38900 | [7 empty] | kunal@ihbt.res.in
Ref. Silver Samsung Nano Model RT-62 with stabilizer 0.5 KVA |  |  | NA | NA | NA | NA | NA |  |  | Biotechnology |  | 54700 | [7 empty] | kunal@ihbt.res.in
Refrigerator 570Ltr. FC Free Frost free double door Samsung with stabilizer |  |  | NA | NA | NA | NA | NA |  |  | Biotechnology |  | 40500 | [7 empty] | kunal@ihbt.res.in
Alfa Digidoc digital and analysis system AD1201-4-220 consisting digital cd camera 5 portion trans illuminator optic analysis software light table Comp. P-IV 2.0Ghz with 17” colour monitor 40GB HDD, CD writer and other accessories |  |  | NA | NA | NA | NA | NA |  |  | Biotechnology |  | 495597 | [7 empty] | kunal@ihbt.res.in
LW Timer digital display dual timer |  |  | NA | NA | NA | NA | NA |  |  | Biotechnology |  | 50255 | [7 empty] | kunal@ihbt.res.in
Laboratory weighing microbalance cap. 220gm. Cat. No. CY220, Genetix Brand |  |  | NA | NA | NA | NA | NA |  |  | Biotechnology |  | 45646 | [7 empty] | kunal@ihbt.res.in
BR BIOCHEM, Benchtop pH meter with stirrer |  |  | NA | NA | NA | NA | NA |  |  | Biotechnology |  | 39813 | [7 empty] | kunal@ihbt.res.in
6040, SPINOT magnetic stirrer with hot plate |  |  | NA | NA | NA | NA | NA |  |  | Biotechnology |  | 22700 | [7 empty] | kunal@ihbt.res.in
ECPC700435EU Cyberscan PC700 PHI conductivity meter with pH electrode & conductivity |  |  | NA | NA | NA | NA | NA |  |  | Biotechnology |  | 95635 | [7 empty] | kunal@ihbt.res.in
BOD Incubator, Jindal make 600x500x 850 mm with Stabilizer and BOD Incubator |  |  | NA | NA | NA | NA | NA |  |  | Biotechnology |  | 53350 | [7 empty] | kunal@ihbt.res.in
Ice matrix Ice folder model P80 complete with accessories |  |  | NA | NA | NA | NA | NA |  |  | Biotechnology |  | 169458.5 | [7 empty] | kunal@ihbt.res.in
Fume hood with built exhausting system complete with accessories |  |  | NA | NA | NA | NA | NA |  |  | Biotechnology |  | 91015.32 | [7 empty] | kunal@ihbt.res.in
Autoclave vertical double walled Inner Chamber made of S.S. 53C 850x750mm complete with accessories |  |  | NA | NA | NA | NA | NA |  |  | Biotechnology |  | 73113.75 | [7 empty] | kunal@ihbt.res.in
Microscope model CIS with digital camera |  |  | NA | NA | NA | NA | NA |  |  | Biotechnology |  | 785011.38 | [7 empty] | kunal@ihbt.res.in
Conviron adapter 100 plant chamber |  |  | NA | NA | NA | NA | NA |  |  | Biotechnology |  | 930733.2 | [7 empty] | kunal@ihbt.res.in
NBS stackable refrigerated shaker model Innova – 42R |  |  | NA | NA | NA | NA | NA |  |  | Biotechnology |  | 741372.78 | [7 empty] | kunal@ihbt.res.in
Horizontal laminar air flow work model (500C-48-28-241) |  |  | NA | NA | NA | NA | NA |  |  | Biotechnology |  | 152250 | [7 empty] | kunal@ihbt.res.in
MX3000 PCR QPCR System Real time PCR system |  |  | NA | NA | NA | NA | NA |  |  | Biotechnology |  | 1366051 | [7 empty] | kunal@ihbt.res.in
Gel Electrophoresis unit (Midi) Gel Electrophoresis Unit (Mini) Power Pack |  |  | NA | NA | NA | NA | NA |  |  | Biotechnology |  | 105117.44 | [7 empty] | kunal@ihbt.res.in
Magnetic stirrer with hot plate cap. 5ltr. MAC |  |  | NA | NA | NA | NA | NA |  |  | Biotechnology |  | 8100 | [7 empty] | kunal@ihbt.res.in
Micro centrifuge refrigerated Sartorius Sigma 1-15 complete with accessories |  |  | NA | NA | NA | NA | NA |  |  | Biotechnology |  | 73575.6 | [7 empty] | kunal@ihbt.res.in
Refrigerated and heating circulated model F-25 MC |  |  | NA | NA | NA | NA | NA |  |  | Biotechnology |  | 227877.28 | [7 empty] | kunal@ihbt.res.in
Evidencing dispatch of DNA engine thermal part no. – PTC0200 with accessories |  |  | NA | NA | NA | NA | NA |  |  | Biotechnology |  | 516488.48 | [7 empty] | kunal@ihbt.res.in
Vertical Autoclave NSW/CALTEN size 355x550mm cap. 55ltr. |  |  | NA | NA | NA | NA | NA |  |  | Biotechnology |  | 99759 | [7 empty] | kunal@ihbt.res.in
Cold room prefabricated blue star make size 11’-7x9’-8x7’- 3 with cooling unit model BR – 151 /BCU – 15 with four fans door 2 D compressor two light table size 7’x2x2.5 USP in conducing unit temperature indicator |  |  | NA | NA | NA | NA | NA |  |  | Biotechnology |  | 324741 | [7 empty] | kunal@ihbt.res.in
Hand Held UV lamp assembly (Genei LF 20625) |  |  | NA | NA | NA | NA | NA |  |  | Biotechnology |  | 16045 | [7 empty] | hallan@ihbt.res.in
Temp. controller of Ventilator for DNA system |  |  | NA | NA | NA | NA | NA |  |  | Biotechnology |  | 23979.2 | [7 empty] | hallan@ihbt.res.in
Deep Freezer Blue Star fs -34.5 (Sr No. 20025003798) with Voltage stabilize 2 KVA |  |  | NA | NA | NA | NA | NA |  |  | Biotechnology |  | 39393 | [7 empty] | hallan@ihbt.res.in
Refrigerated Circulator Julabo make no 91306343 complete with accessories |  |  | NA | NA | NA | NA | NA |  |  | Biotechnology |  | 136984.32 | [7 empty] | hallan@ihbt.res.in
Deep Freezer fs-345 Blue star |  |  | NA | NA | NA | NA | NA |  |  | Biotechnology |  | 39394 | [7 empty] | hallan@ihbt.res.in
Thermo Savant Thermo EC DNA Speed VAC System Complete with Accessories |  |  | NA | NA | NA | NA | NA |  |  | Biotechnology |  | 264767.1 | [7 empty] | hallan@ihbt.res.in
Angle Rotor 30x for reaction vial 1.5/2 ml and hemetic Alm lid. |  |  | NA | NA | NA | NA | NA |  |  | Biotechnology |  | 45289.3 | [7 empty] | hallan@ihbt.res.in
Amersham Western Blotting system with Hoefer minVE unit, studier 15w,1.5mm EPS-301 power supply |  |  | NA | NA | NA | NA | NA |  |  | Biotechnology |  | 28553.22 | [7 empty] | hallan@ihbt.res.in
48 well slot blot hybridization Manifold in 3X16 Array, Comprising paired upper slot forming module for Skts 0.5x6mm in size |  |  | NA | NA | NA | NA | NA |  |  | Biotechnology |  | 42376 | [7 empty] | hallan@ihbt.res.in
Microprocessor controlled automated gradient gel caster system complete with accessories |  |  | NA | NA | NA | NA | NA |  |  | Biotechnology |  | 2274620.4 | [7 empty] | hallan@ihbt.res.in
Suvall, centrifuge 4116 RC-90 with accessories |  |  | NA | NA | NA | NA | NA |  |  | Biotechnology |  | 2399142.6 | [7 empty] | hallan@ihbt.res.in
LA 637 Air Petri sampling system make II with remote control |  |  | NA | NA | NA | NA | NA |  |  | Biotechnology |  | 115458 | [7 empty] | hallan@ihbt.res.in
1) Tissue Tearer ( Biospec Products INC., USA) 2. Extra Probe for 1 to 1000ml PD 14mm &PL 13.2cm 3. One pair brushes 4. Collet Nut 5. Mounting stand for Tissue Tearor |  |  | NA | NA | NA | NA | NA |  |  | Biotechnology |  | 113576 | [7 empty] | hallan@ihbt.res.in
1. Double Distillation unit 2. WA.Ae- 20301 |  |  | NA | NA | NA | NA | NA |  |  | Biotechnology |  | 94972 | [7 empty] | hallan@ihbt.res.in
1.1651911 Slab Casting stand W/Gaskets 2. Protein II XL system 1.0 mm 3. 1651912 Casting stand Gaskets, PKG2 4. 1651821 Protein II Inner Plate, 16 cm |  |  | NA | NA | NA | NA | NA |  |  | Biotechnology |  | 180980 | [7 empty] | hallan@ihbt.res.in
1.B-100AP lamp THE D-100 AP lamp, Provides 100 watts of high intensity long wave (365nm) Illumination part no.95-0127-02m 2. Filter/Bezel Part No. 38-0168-01 3. Finger Guard Part No. 89-0068-01 4. Lamp funnel Part No. 19-0126-01 5. Lamp Visor Part No. 19-0125-01 |  |  | NA | NA | NA | NA | NA |  |  | Biotechnology |  | 1092.00 (UKP) | [7 empty] | hallan@ihbt.res.in
Automatic Nucleic acid extracation system (Maxwell R) 16 Sev instrument complete with accessories. |  |  | NA | NA | NA | NA | NA |  |  | Biotechnology |  | 1636942.72 | [7 empty] | hallan@ihbt.res.in
Angle rotor 30 recation vials 1.5/2 Incl. Hermetic aluminium LID Quantity - 02 nos |  |  | NA | NA | NA | NA | NA |  |  | Biotechnology |  | 77829.7 | [7 empty] | hallan@ihbt.res.in
DR R8x Transilluminator |  |  | NA | NA | NA | NA | NA |  |  | Biotechnology |  | 41847 | [7 empty] | hallan@ihbt.res.in
AF-GSMWM Page Duller vertical mini GE with accessories |  |  | NA | NA | NA | NA | NA |  |  | Biotechnology |  | 86250 | [7 empty] | hallan@ihbt.res.in
G-Box EF2 Gel Documentation system complete with accessories with Computer Lenovo G570 (Sr No. CB09909357) Intel i3-2330m(2.2GHz) 2 GB RAM, 500GB Hard Disc DVD Writer High Density Led Display Screen Keyboard & Mouse Windows 7 Operating System |  |  | NA | NA | NA | NA | NA |  |  | Biotechnology |  | 575443.44 | [7 empty] | hallan@ihbt.res.in
High Speed Refrigerated Centrifuge Suprema 21 single phase 220 volts 50 HZ Complete with accessories |  |  | NA | NA | NA | NA | NA |  |  | Biotechnology |  | 1066737 | [7 empty] | hallan@ihbt.res.in
Sprout mini Centrifuge 220/230VAC |  |  | NA | NA | NA | NA | NA |  |  | Biotechnology |  | 21118 | [7 empty] | hallan@ihbt.res.in
1.) Nikon D5200 with 18 to 5 UR Lens 6129283, 35711699 UV Filter 67mm 2.) UV Filter 67mm 3.) Fixed Angle Rotor NA 2231 |  |  | NA | NA | NA | NA | NA |  |  | Biotechnology |  | 49100 | [7 empty] | hallan@ihbt.res.in
Blue Star make walk in chiller with panels door and blue star make refrigeration machine SPECIFICATION AS PER ANNEXURE -I |  |  | NA | NA | NA | NA | NA |  |  | Biotechnology |  | 528000 | [7 empty] | hallan@ihbt.res.in
Blue Star make walk in chiller with panels door and blue star make refrigeration machine SPECIFICATION AS PER ANNEXURE -II |  |  | NA | NA | NA | NA | NA |  |  | Biotechnology |  | 606000 | [7 empty] | hallan@ihbt.res.in
Large Dry Storage Cabinet Item No. 95904-178 for Bio sample storage Racks, LxWxH; 25x10.75x20 2 Hydro thermometer |  |  | NA | NA | NA | NA | NA |  |  | Biotechnology |  | 167910.6 | [7 empty] | hallan@ihbt.res.in
Klenzlo TM consol An 1505, Horizontal Laminar flow clean Air Work Station Model 1500C-48-24-24, Sr No.068/0513,MOC WM |  |  | NA | NA | NA | NA | NA |  |  | Biotechnology |  | 178500 | [7 empty] | hallan@ihbt.res.in
NBS Ultra low Temp. freezer Model U 535 with accessories |  |  | NA | NA | NA | NA | NA |  |  | Biotechnology |  | 7744828.43 | [7 empty] | hallan@ihbt.res.in
1) NBS Innova 4000 Portable Gyrotary plate form shaker 2) NBS INNOVA 4230 Ref. Incubator Shaker 3) Voltage stabilizes 3 KVA for Ref. Shaker |  |  | NA | NA | NA | NA | NA |  |  | Biotechnology |  | 1580266.23 | [7 empty] | hallan@ihbt.res.in
Glan 100 Horizontal Gravel Laminar flow clean Air work station Model 1504, 48"x24''x24'' |  |  | NA | NA | NA | NA | NA |  |  | Biotechnology |  | 45506.91 | [7 empty] | hallan@ihbt.res.in
Biological Safety cabinet Klenzaids Model 1590-R 48-24-30 with filter (Sr No. 93/101) |  |  | NA | NA | NA | NA | NA |  |  | Biotechnology |  | 113810 | [7 empty] | hallan@ihbt.res.in
Distorting Gradient Gel Electrophoresis system complete with accessories |  |  | NA | NA | NA | NA | NA |  |  | Biotechnology |  | 521562 | [7 empty] | hallan@ihbt.res.in
Microscope Trinocular inverts Olympus Model CK-40 |  |  | NA | NA | NA | NA | NA |  |  | Biotechnology |  | 425419.88 | [7 empty] | hallan@ihbt.res.in
NBS-85 Uttra Deep freezer Model 4410-85 with complete accessories of computer |  |  | NA | NA | NA | NA | NA |  |  | Biotechnology |  | 353826.55 | [7 empty] | hallan@ihbt.res.in
Amersham Gel electrophoreris sys cat no 806052-45 comp. with accessories eg combs glass plates space blot module power supply with adaptor |  |  | NA | NA | NA | NA | NA |  |  | Biotechnology |  | 134863.32 | [7 empty] | hallan@ihbt.res.in
Bloting unit complete 2322281 with acessories |  |  | NA | NA | NA | NA | NA |  |  | Biotechnology |  | 45031.36 | [7 empty] | hallan@ihbt.res.in
RA-3413 D chest type freezert 30 ltr |  |  | NA | NA | NA | NA | NA |  |  | Biotechnology |  | 75933 | [7 empty] | hallan@ihbt.res.in
1) M 1385-0001 excelea E-5 230 v 2) M 1250 9902 universal platform 3) M 1190 9001 125ml erlen meyer clamp with spring |  |  | NA | NA | NA | NA | NA |  |  | Biotechnology |  | 124157.11 | [7 empty] | hallan@ihbt.res.in
Spinal magnetic stirrer hot plate lax 10 cm tarson 6020 |  |  | NA | NA | NA | NA | NA |  |  | Biotechnology |  | 15510 | [7 empty] | hallan@ihbt.res.in
Sprout mini centrifuge |  |  | NA | NA | NA | NA | NA |  |  | Biotechnology |  | 21118 | [7 empty] | hallan@ihbt.res.in
Applied biosystems Simpliamptm thermal cycler complete with accessories Quantity - 02 nos with Uniline 1 KVA Online ups with 40 min backup including battries, & stands Sr no ULP 1UF-AA-286 Sr no ULP IUF-AA-287 |  |  | NA | NA | NA | NA | NA |  |  | Biotechnology |  | 489815 | [7 empty] | hallan@ihbt.res.in
Incubator bacterlogical stainless steel 14''x14''x14'' |  |  | NA | NA | NA | NA | NA |  |  | Biotechnology |  | 7496 | [7 empty] | hallan@ihbt.res.in
1) Elisa Reader multiscan with -405 2) 450,492,620. A/N 80 column printer LX-800 3) Glass bead sterlizer model 85-200 |  |  | NA | NA | NA | NA | NA |  |  | Biotechnology |  | 145600 | [7 empty] | hallan@ihbt.res.in
NSW-152 BOD Incubator size 650x586x900mm with 3 step stablizer inside aluminium |  |  | NA | NA | NA | NA | NA |  |  | Biotechnology |  | 71201 | [7 empty] | hallan@ihbt.res.in
NSW-202 Vertical Laminar Flow with 900x600x600 mm |  |  | NA | NA | NA | NA | NA |  |  | Biotechnology |  | 89250 | [7 empty] | hallan@ihbt.res.in
Refrigerator Kelvinator Cap. 340 Ltr |  |  | NA | NA | NA | NA | NA |  |  | Biotechnology |  | 26990 | [7 empty] | hallan@ihbt.res.in
Low Temp Bath Model LTB-20 |  |  | NA | NA | NA | NA | NA |  |  | Biotechnology |  | 45750 | [7 empty] | hallan@ihbt.res.in
NBS Model Innova 4230 Refrigerator |  |  | NA | NA | NA | NA | NA |  |  | Biotechnology |  | 384960 | [7 empty] | hallan@ihbt.res.in
Refrigerator Kelvinator Double Door |  |  | NA | NA | NA | NA | NA |  |  | Biotechnology |  | 27990 | [7 empty] | hallan@ihbt.res.in
Fridge Samsung make, Double Door with 500 Ltr Cap. Model RT-5QEASM777341TAP800064 |  |  | NA | NA | NA | NA | NA |  |  | Biotechnology |  | 45500 | [7 empty] | hallan@ihbt.res.in
Autoclave Vertical 450x600mm 98 Ltr |  |  | NA | NA | NA | NA | NA |  |  | Biotechnology |  | 59400 | [7 empty] | hallan@ihbt.res.in
Electronic Analytical Balance Capcity 210 gm. |  |  | NA | NA | NA | NA | NA |  |  | Biotechnology |  | 28602 | [7 empty] | hallan@ihbt.res.in
Cybersean PH-700 Eutech -70042SED |  |  | NA | NA | NA | NA | NA |  |  | Biotechnology |  | 36741 | [7 empty] | hallan@ihbt.res.in
Ecoline RE204 Thermostat cooling |  |  | NA | NA | NA | NA | NA |  |  | Biotechnology |  | 131978.1 | [7 empty] | hallan@ihbt.res.in
Fume Cupboard with Bottom Size (2150x750x2400mm) |  |  | NA | NA | NA | NA | NA |  |  | Biotechnology |  | 123200 | [7 empty] | hallan@ihbt.res.in
Double Beam UV Vis Scanning spectrophotometer with PC Computer for Control and data evaluation including accessories |  |  | NA | NA | NA | NA | NA |  |  | Biotechnology |  | 802310.63 | [7 empty] | hallan@ihbt.res.in
Sonic Ultra sonic vibro cell model VC-750 |  |  | NA | NA | NA | NA | NA |  |  | Biotechnology |  | 273460 | [7 empty] | hallan@ihbt.res.in
WINDIAJ 3 Image analysis with Accessories |  |  | NA | NA | NA | NA | NA |  |  | Biotechnology |  | 801589.79 | [7 empty] | hallan@ihbt.res.in
1) Sequential Digital Timer 2) Photo periodic Timer Digital Quantity - 02 nos |  |  | NA | NA | NA | NA | NA |  |  | Biotechnology |  | 24264 | [7 empty] | hallan@ihbt.res.in
Deep Freezer 500A Digital Temperature cum controller with complete automatic with voltage stabilizer Sr.No. CHF-500A15M 19309 Sr.No. CHF-500A15M 19440 Quantity - 02 nos |  |  | NA | NA | NA | NA | NA |  |  | Biotechnology |  | 549999 | [7 empty] | hallan@ihbt.res.in
ECPH70042SEW, Cyber Scam PH-700EUTCH make Merck |  |  | NA | NA | NA | NA | NA |  |  | Biotechnology |  | 34125 | [7 empty] | hallan@ihbt.res.in
MAVMO 906P-WELL Vaccum Manifold Kit |  |  | NA | NA | NA | NA | NA |  |  | Biotechnology |  | 188547 | [7 empty] | hallan@ihbt.res.in
4050 Materiess Magnetic Stirrer |  |  | NA | NA | NA | NA | NA |  |  | Biotechnology |  | 5585.58 | [7 empty] | hallan@ihbt.res.in
6030 S Pinot Magnetic Stirrer Hot Plate 18x18cm |  |  | NA | NA | NA | NA | NA |  |  | Biotechnology |  | 17091 | [7 empty] | hallan@ihbt.res.in
1) Tri-Carb 4810TR 220 V HTS No: 9030100000 Ionizing Rad Detector N/9 Sountry of Manafacutre Singapore SN. SGL003160180 2)Large Vial HTS No. 3926909910 Other Plastic Mat; Labora Country of Manufacuture USA 3) Ambient Kit, TRI-CARB VE HTS No. 9030904500 Parts&ACCS, 903010 Other Country of Manufacture Singapore 4) Lum Detection & Correction HTS No. 9030904500 Parts&ACCS, 903010 Other Country of Manufacturer: USA 5) Free Item HP B/W laser Printer Model 1020 6) 2 KVA UPS with 20 Minuter BP 7) Survey Meter |  |  | NA | NA | NA | NA | NA |  |  | Biotechnology |  | 1505853.2 | [7 empty] | hallan@ihbt.res.in
MC-Mini DB Mini dry bath with block 40 x 0.2 mm |  |  | NA | NA | NA | NA | NA |  |  | Biotechnology |  | 24200 | [7 empty] | hallan@ihbt.res.in
MC-Mini DB Pro Mini dry bath with block 15 x 1.5ml 2ml |  |  | NA | NA | NA | NA | NA |  |  | Biotechnology |  | 54200 | [7 empty] | hallan@ihbt.res.in
3-D Shaker with variable speed |  |  | NA | NA | NA | NA | NA |  |  | Biotechnology |  | 64837 | [7 empty] | hallan@ihbt.res.in
Photo periodic Timer Digital |  |  | NA | NA | NA | NA | NA |  |  | Biotechnology |  | 24264 | [7 empty] | hallan@ihbt.res.in
Auto Clave Vertical Type Sauce make Size 450x70mm |  |  | NA | NA | NA | NA | NA |  |  | Biotechnology |  | 93275 | [7 empty] | hallan@ihbt.res.in
Electrophoresis Power Supply Digital Voltage 500 V Power 300 watt Genex Model PS-500 |  |  | NA | NA | NA | NA | NA |  |  | Biotechnology |  | 97256 | [7 empty] | hallan@ihbt.res.in
Mini Submarine Horizontal Gel System (Polycarbonate Material) HP mini Complete Unit |  |  | NA | NA | NA | NA | NA |  |  | Biotechnology |  | 43000 | [7 empty] | hallan@ihbt.res.in
Mini Horizontal Unit Cat No. Geneco Midi Basic Unit (1 No) Platinum complete |  |  | NA | NA | NA | NA | NA |  |  | Biotechnology |  | 48000 | [7 empty] | hallan@ihbt.res.in
1) Micro processor controller Non- refrigrated Table for micro centrifuge Model Z216 M, Part No.325.00 complete with acessories Quantity no - 2 nos 2) Fix Angle Rotator 44 x 1.5/2 OML, Part No.220.88 V08 3) Adaptor for 0.2 ml (6 pcs/set) Part No. 704.004) |  |  | NA | NA | NA | NA | NA |  |  | Biotechnology |  | 276864 | [7 empty] | hallan@ihbt.res.in
Fixed Angle Rotor NA-2031 # 1.5 ml x 24 20.000 RMP |  |  | NA | NA | NA | NA | NA |  |  | Biotechnology |  | 246437.78 | [7 empty] | hallan@ihbt.res.in
1) UV- VIS Spectrophotometer (Biospectrum kinetic with accesories) Sr No. 6136FH902786 2) Eppendraf ucuvette G1.0 Sr No. 6138FJ002484 |  |  | NA | NA | NA | NA | NA |  |  | Biotechnology |  | 549999 | [7 empty] | hallan@ihbt.res.in
Centrifuge 5427R Cooled 230 V/ 50-60 HZ Incl. Rotor FA-45-48-11 with accessories |  |  | NA | NA | NA | NA | NA |  |  | Biotechnology |  | 637980 | [7 empty] | hallan@ihbt.res.in
F570 3000001 Cryo Cube F 570 Freezer 230V/50 HZ |  |  | NA | NA | NA | NA | NA |  |  | Biotechnology |  | 550476 | [7 empty] | hallan@ihbt.res.in
Plant Growth Chamber Model No. AR-4123 with accessories Sr No. 22238.01.16.B |  |  | NA | NA | NA | NA | NA |  |  | Biotechnology |  | 12022536 | [7 empty] | hallan@ihbt.res.in
Refrigerator with water Sr no. 160413 (Virol) 2 160414 (RAD) |  |  | NA | NA | NA | NA | NA |  |  | Biotechnology |  | 477750 | [7 empty] | hallan@ihbt.res.in
Servo Voltage Stabilizer 5 KVA SR No. -153HLCT01 |  |  | NA | NA | NA | NA | NA |  |  | Biotechnology |  | 25000 | [7 empty] | hallan@ihbt.res.in
Inverter Split AC 2.0 Ton with installation Blue Star 3HNHW24CBF |  |  | NA | NA | NA | NA | NA |  |  | Biotechnology |  | 80000 | [7 empty] | hallan@ihbt.res.in
Programming Digital day night timer humidity controller with humidity container installation water supply |  |  | NA | NA | NA | NA | NA |  |  | Biotechnology |  | 239998 | [7 empty] | hallan@ihbt.res.in
Midi electrophoresis System-106508 |  |  | NA | NA | NA | NA | NA |  |  | Biotechnology |  | 7755 | [7 empty] | kuldeeps@ihbt.res.in
Hot stir Plate magnetic stirrer |  |  | NA | NA | NA | NA | NA |  |  | Biotechnology |  | 58500 | [7 empty] | kuldeeps@ihbt.res.in
Voltas 420 ltr 3 star fast free double door refrigerator |  |  | NA | NA | NA | NA | NA |  |  | Biotechnology |  | 45000 | [7 empty] | kuldeeps@ihbt.res.in
Cold Room Blue Star Complete |  |  | NA | NA | NA | NA | NA |  |  | Biotechnology |  | 357686 | [7 empty] | ramsharma@ihbt.res.in
Gel doc. XR System Sr No. 1708170 complete with accessories |  |  | NA | NA | NA | NA | NA |  |  | Biotechnology |  | 562316 | [7 empty] | ramsharma@ihbt.res.in
Angle Rotor 30 K reaction |  |  | NA | NA | NA | NA | NA |  |  | Biotechnology |  | 31275 | [7 empty] | ramsharma@ihbt.res.in
Cooling thermostat Ecoline Star Edition RE-207 (Lauda) Sr No. LCK1888-08-005 |  |  | NA | NA | NA | NA | NA |  |  | Biotechnology |  | 156942.5 | [7 empty] | ramsharma@ihbt.res.in
Sartorius/Sigma 6k15 High Capacity High speed refrigerated centrifuge graphic display scren |  |  | NA | NA | NA | NA | NA |  |  | Biotechnology |  | 530521 | [7 empty] | ramsharma@ihbt.res.in
Vest frost Vertical freezer BF5 345 with 1 KVA voltage Stabilizer |  |  | NA | NA | NA | NA | NA |  |  | Biotechnology |  | 56900 | [7 empty] | ramsharma@ihbt.res.in
1) BBI-8584303 Angle Rotor (12256) 6 x 250 ml for Bottles 8588848,8587760,8586560, 8586462 2) BBI-8589380 angle Rotor (12166H) 8 x 50ml, for tubes 8586985, 8587280, 8586357, 8587590, 8586373 includung hermetic aluminium lid 3) BBI-8582998 swing out Rotor (11650) with wind shield for 6 buckets No. BBI-8582064, BBI-8583072, BBI-8583080, BBI-8583099 4) BBI-8583064 buinal (13621) air microliter and deep well plates max. heights of Plates 86 mm, 6-15,4200 rpm,3581 kg, 6K15,4700 rpm 4494 kg 5) BBI-8589186 table air Centrifuge (17916) made of sheet steel varnished with 2 doors and place for movable with 635H470 |  |  | NA | NA | NA | NA | NA |  |  | Biotechnology |  | 289330.75 | [7 empty] | ramsharma@ihbt.res.in
ABI Prism 3730XL Genetic Analyzer 96 Capillary DNA analyser complete unit with accessories |  |  | NA | NA | NA | NA | NA |  |  | Biotechnology |  | 17723200 | [7 empty] | ramsharma@ihbt.res.in
HV.20 Horizontal unit with removable casting tray complete |  |  | NA | NA | NA | NA | NA |  |  | Biotechnology |  | 42700 | [7 empty] | ramsharma@ihbt.res.in
NBS large capacity Floor Model Stackable refrigerated incubator Shaker Innova 44R |  |  | NA | NA | NA | NA | NA |  |  | Biotechnology |  | 663264.09 | [7 empty] | ramsharma@ihbt.res.in
Bead Based mixer mill (homogenizer) code GX-MM400 |  |  | NA | NA | NA | NA | NA |  |  | Biotechnology |  | 495562 | [7 empty] | ramsharma@ihbt.res.in
Cyber Scan PH- 700 Eutech make with electrode (ECFC7252101B) ATC Probe (ECPHTEMPBO19) Integral Electrode and 100/240 vac adaptor |  |  | NA | NA | NA | NA | NA |  |  | Biotechnology |  | 35741 | [7 empty] | ramsharma@ihbt.res.in
Upright Deep Freezer Model – BFS345S make Celfrost Cap. 344 Ltr. with vol. stabilizer 4KVA |  |  | NA | NA | NA | NA | NA |  |  | Biotechnology |  | 59510 | [7 empty] | ramsharma@ihbt.res.in
Upright refrigerator (+2 to +8 degree) Model Voltfrost BFKS471 |  |  | NA | NA | NA | NA | NA |  |  | Biotechnology |  | 59450 | [7 empty] | ramsharma@ihbt.res.in
Spectrophotometer ND-2000 complete ( Nano Drop) |  |  | NA | NA | NA | NA | NA |  |  | Biotechnology |  | 592339.05 | [7 empty] | ramsharma@ihbt.res.in
Model vertifrost BFKS 471 company celfrost up right refrigerator (=2 to +8 degree Celsius) cap 380 Ltrs. with voltage stabiliser 4 kva Sr.No 20131837283 |  |  | NA | NA | NA | NA | NA |  |  | Biotechnology |  | 59550 | [7 empty] | ramsharma@ihbt.res.in
1) GENECO- H- MIDI basic unit (1 no) platinum electrode assembly removable (2 no) (1 no) lid (1 no) connecting card (2 no) gel running tray 130 x 130 mm (1 no) gel Platform 130 x 65 mm (2 no) 3 we’ll combs 15 mm (1 Nos.) combs 1.5 mm (4 Nos.) 3 well preparation combs gel size 13 x13 mm 2) S0220-230 Vx-200 vortex mixture with general purpose cup attachment 3) S0200-22 optical head attachment for 64 x 0.2 ml or 8x 0.2 ml tubes strips |  |  | NA | NA | NA | NA | NA |  |  | Biotechnology |  | 37335 | [7 empty] | ramsharma@ihbt.res.in
Analytical balance Sartorius Model no. BSA224sCW |  |  | NA | NA | NA | NA | NA |  |  | Biotechnology |  | 81900 | [7 empty] | ramsharma@ihbt.res.in
Dihan wise stir Msh-20A premium Hot Plate stirrer |  |  | NA | NA | NA | NA | NA |  |  | Biotechnology |  | 33630 | [7 empty] | ramsharma@ihbt.res.in
Mini Plate spinner centrifuge (Genaxy) |  |  | NA | NA | NA | NA | NA |  |  | Biotechnology |  | 52920 | [7 empty] | ramsharma@ihbt.res.in
Mono centrifuge MC-3 variable speed 1000 to 10000 RPM with timer |  |  | NA | NA | NA | NA | NA |  |  | Biotechnology |  | 24000 | [7 empty] | anishk@ihbt.res.in
DNA sequence system Console , model seq-3341 complete with accessories (i.e. electrophoresistemperature control ventilator etc.) |  |  | NA | NA | NA | NA | NA |  |  | Biotechnology |  | 267661 | [7 empty] | anishk@ihbt.res.in
Environment Controller walk-in Plant growth Chamber complete unit with specification |  |  | NA | NA | NA | NA | NA |  |  | Biotechnology |  | 2724800 | [7 empty] | anishk@ihbt.res.in
Plant growth Chamber make saver with all specification |  |  | NA | NA | NA | NA | NA |  |  | Biotechnology |  | 689000 | [7 empty] | anishk@ihbt.res.in
PC 510 microprocessor based multi parameter system 1 |  |  | NA | NA | NA | NA | NA |  |  | Biotechnology |  | 49100 | [7 empty] | anishk@ihbt.res.in
PC 510 microprocessor based multi parameter system 1 |  |  | NA | NA | NA | NA | NA |  |  | Biotechnology |  | 49100 | [7 empty] | anishk@ihbt.res.in
2100 bio analyser with accessories |  |  | NA | NA | NA | NA | NA |  |  | Biotechnology |  | 1374690.8 | [7 empty] | anishk@ihbt.res.in
Refrigerated Circular Cool tech 320/230v/50.60hz ID-426-2001 |  |  | NA | NA | NA | NA | NA |  |  | Biotechnology |  | 115260 | [7 empty] | anishk@ihbt.res.in
Microplate Shaker |  |  | NA | NA | NA | NA | NA |  |  | Biotechnology |  | 14963 | [7 empty] | anishk@ihbt.res.in
Type-II grade FLUIX35 water purification system 35 litre HR SDS tank 200 ltr. |  |  | NA | NA | NA | NA | NA |  |  | Biotechnology |  | 448825.75 | [7 empty] | anishk@ihbt.res.in
Jumbo 1363C32011 housing Assembly with 2 Pressure 600 gas wall mounting Bracket with accessories |  |  | NA | NA | NA | NA | NA |  |  | Biotechnology |  | 69201 | [7 empty] | anishk@ihbt.res.in
S1234 semi micro balance cap. 230 grm. |  |  | NA | NA | NA | NA | NA |  |  | Biotechnology |  | 86223 | [7 empty] | anishk@ihbt.res.in
Omni page maxi VS20 Dsys vert. Sect. Mini 20 x20 cm dual -2 set |  |  | NA | NA | NA | NA | NA |  |  | Biotechnology |  | 77805 | [7 empty] | anishk@ihbt.res.in
Electro star device |  |  | NA | NA | NA | NA | NA |  |  | Biotechnology |  | 15765 | [7 empty] | anishk@ihbt.res.in
AE-6220 dual slab Chamber |  |  | NA | NA | NA | NA | NA |  |  | Biotechnology |  | 48375 | [7 empty] | anishk@ihbt.res.in
1) Accu block digital dry bath (single black) 2) Block 20 x2 ml 3) Block 245 x0.5 ml 4) Block 24 x 1.5 ml |  |  | NA | NA | NA | NA | NA |  |  | Biotechnology |  | 51367 | [7 empty] | anishk@ihbt.res.in
1) 3020 Spinot vertex Shaker 2) 3001- Spare cup attachment 3) 3002- Spare one Hand insert 4) 3003- spare insert 5) 3004- spare micro tube insert |  |  | NA | NA | NA | NA | NA |  |  | Biotechnology |  | 9891 | [7 empty] | anishk@ihbt.res.in
1) Rotor head R-248-24 x 1.5 ml 2) Rotor head r-247F-6 x50 ml 3) Rotor head R-244 -8 x1.5 ml |  |  | NA | NA | NA | NA | NA |  |  | Biotechnology |  | 153450 | [7 empty] | anishk@ihbt.res.in
Semi Micro palare cap 230 grm. Read 0.1 mg |  |  | NA | NA | NA | NA | NA |  |  | Biotechnology |  | 28722 | [7 empty] | anishk@ihbt.res.in
Refrigerator Model RT 59EBSM Samsung 510 Ltr. |  |  | NA | NA | NA | NA | NA |  |  | Biotechnology |  | 44000 | [7 empty] | anishk@ihbt.res.in
Vertex miner with general cup attachment |  |  | NA | NA | NA | NA | NA |  |  | Biotechnology |  | 200921 | [7 empty] | anishk@ihbt.res.in
1) Deep freezer upright ubt foot BFS3455(cell frost) 344 ltr. 2) Digital Temp. Controller cum display attached with the above machine |  |  | NA | NA | NA | NA | NA |  |  | Biotechnology |  | 71400 | [7 empty] | anishk@ihbt.res.in
Deep freezer chest freeze model CHF320 (Blue star) cap. 320 ltr. |  |  | NA | NA | NA | NA | NA |  |  | Biotechnology |  | 24250 | [7 empty] | anishk@ihbt.res.in
1) ZF3000362 LGR PC Board W Ballast 2005 2) ZF3000242 LGR LGR EDI power Supply Board 3) ZF3000237 Maintenance Kit Large Rios/Elix 4) JMBM01747 Millicare kit elix 5) PROGTLCS1 Progard TL1 CL2 pre-treatment pack 6) KS10X2X01KS cartridge 1 micron 20” 7) MX50X2X015 micro filter 20'' 1/Pk |  |  | NA | NA | NA | NA | NA |  |  | Biotechnology |  | 389456 | [7 empty] | anishk@ihbt.res.in
1) Ultra flex trene MALDI TOF/TOE Mass Spectrometer system Complete with accessories P. No. 8239900 with accessories 2) Laser printer CE526 A HP Make 3) PC work station with 2.66 GHZ single CPU-Quad-Core- Processor 12 GB RAM, 2 TB HDD, Ethernet DVD ROM drive, R/W DVD ROM Drive DL,24 Flat screen colour Monitor win 7 , OS 4) PC work station with 2.66 GHZ single CPU-Quad-Core- Processor 12 GB RAM, 1 TB HDD, Ethernet DVD ROM drive, R/W DVD ROM Drive DL,24 Flat screen colour Monitor win 7 , OS 5) Booker Nano-Advance UHPLC Pump 6) Nano Advance auto sampler 7) Protein scope 3.0 server 8) LC- Maldi spotter P. No. 260160 9) Nitrogen Gas cylinder 47 ltr. With Regulator 10)Computer work station table 5'' x 3' x 33'' 11) Computer work station table 3.6'' x 2' x 33'' 12) Computer work station table 2.6'' x 2'' x 33'' |  |  | NA | NA | NA | NA | NA |  |  | Biotechnology |  | 20334028 | [7 empty] | anishk@ihbt.res.in
4010 Spinot digital magnetic stirrer 26 x 26 cm |  |  | NA | NA | NA | NA | NA |  |  | Biotechnology |  | 18596 | [7 empty] | anishk@ihbt.res.in
Samsung refrigerator RT58-580 LTR with stabilizer 5KV |  |  | NA | NA | NA | NA | NA |  |  | Biotechnology |  | 44000 | [7 empty] | anishk@ihbt.res.in
Microcentrifuge model stereo zoom |  |  | NA | NA | NA | NA | NA |  |  | Biotechnology |  | 43578 | [7 empty] | anishk@ihbt.res.in
Micro centrifuge (Spinwin MC-02) 1030 |  |  | NA | NA | NA | NA | NA |  |  | Biotechnology |  | 7299 | [7 empty] | anishk@ihbt.res.in
High performance research grade maldi time of flight, spectrophotometer model AXIMA CFR plus with accessories |  |  | NA | NA | NA | NA | NA |  |  | Biotechnology |  | 862666.2 | [7 empty] | anishk@ihbt.res.in
1) Multigen 7 x 7 package (homogenizer P/no- PRO-PK-02200PMGXL 2) PRO-200 stand assembly S/no PRO-80-20000 |  |  | NA | NA | NA | NA | NA |  |  | Biotechnology |  | 192597 | [7 empty] | anishk@ihbt.res.in
1) MSMS (Q-ToF) system Non-Agilent 04563 ASAP probe G7104A complete with accessories |  |  | NA | NA | NA | NA | NA |  |  | Biotechnology |  | 36009703 | [7 empty] | anishk@ihbt.res.in
Horizontal laminar Flow Clean air work station with SS table UV light, gas |  |  | NA | NA | NA | NA | NA |  |  | Biotechnology |  | 107704 | [7 empty] | ajaykumar@ihbt.res.in
Incubator Shaker Model-ISF-1-10 Sr No. 37000-259- with dual table universal platform interface control and other accessories. |  |  | NA | NA | NA | NA | NA |  |  | Biotechnology |  | 818409 | [7 empty] | ajaykumar@ihbt.res.in
Samsung refrigerator F-53-520 & Stabilizer |  |  | NA | NA | NA | NA | NA |  |  | Biotechnology |  | 40500 | [7 empty] | ajaykumar@ihbt.res.in
Gramin GPS Map 60csx with std. acc. Sr No. 118075393 |  |  | NA | NA | NA | NA | NA |  |  | Biotechnology |  | 38500 | [7 empty] | ajaykumar@ihbt.res.in
Poly house size 45'x18' LxB with cool pads and exhaust fans 5 wide cover path between 2 chambers with leakable doors with complete accessories |  |  | NA | NA | NA | NA | NA |  |  | Biotechnology |  | 389600 | [7 empty] | ajaykumar@ihbt.res.in
Laboratory Hot air oven make SENTWRN Model no RKB501 |  |  | NA | NA | NA | NA | NA |  |  | Biotechnology |  | 38900 | [7 empty] | sbhushan@ihbt.res.in
Portable: Toploading balance Bad to NWSD 300 weighing range readibility 0.01G |  |  | NA | NA | NA | NA | NA |  |  | Biotechnology |  | 39813 | [7 empty] | sbhushan@ihbt.res.in
Spinwing MC-01 Micro Centrifuge |  |  | NA | NA | NA | NA | NA |  |  | Biotechnology |  | 12500 | [7 empty] | sbhushan@ihbt.res.in
Spinix Vortex Shaker |  |  | NA | NA | NA | NA | NA |  |  | Biotechnology |  | 14136 | [7 empty] | sbhushan@ihbt.res.in
Double Beam UV visible spectro photometer with variable slit and interfaced top |  |  | NA | NA | NA | NA | NA |  |  | Biotechnology |  | 321118.1 | [7 empty] | sbhushan@ihbt.res.in
PH 51042 SEV PH meter Cyber sean PH 510 |  |  | NA | NA | NA | NA | NA |  |  | Biotechnology |  | 47320 | [7 empty] | sbhushan@ihbt.res.in
Phototype seperation unit MAC |  |  | NA | NA | NA | NA | NA |  |  | Biotechnology |  | 426431 | [7 empty] | sbhushan@ihbt.res.in
S1234 Analytical Balance cap 230 gm read 0.1mg |  |  | NA | NA | NA | NA | NA |  |  | Biotechnology |  | 86222 | [7 empty] | sbhushan@ihbt.res.in
Biostat (R) BPLUS-CC2L Airlift Bioreactor 230 vac with complete accessories |  |  | NA | NA | NA | NA | NA |  |  | Biotechnology |  | 1127478 | [7 empty] | sbhushan@ihbt.res.in
Circulating chiller |  |  | NA | NA | NA | NA | NA |  |  | Biotechnology |  | 64410 | [7 empty] | sbhushan@ihbt.res.in
Cooled Shaker Incubator cat no. NB205L complete with accessories with 2 KVA AC stabilizer skyland co sr.no. 9014 |  |  | NA | NA | NA | NA | NA |  |  | Biotechnology |  | 410210.6 | [7 empty] | sbhushan@ihbt.res.in
Refrigerator cap 510 ltr. Double door locking system make samsung colour gray model RT59EBSM |  |  | NA | NA | NA | NA | NA |  |  | Biotechnology |  | 46000 | [7 empty] | sbhushan@ihbt.res.in
Deep freezer blue Star Model CHF-500 A Sr. no.CHF500A15m 1384015M15896 with compatible voltage stabilizer 2 KVA |  |  | NA | NA | NA | NA | NA |  |  | Biotechnology |  | 44900 | [7 empty] | dharamsingh@ihbt.res.in
Icematic ice Flaker Model F-120 t D1051CE Production Capacity 120 kg/24 hrs. / containing unit air cooled, storage bin cap. 129 kg power requirement 220-240v /50 hg 1500w Model: F120A2301501, Sr No. F16891151 |  |  | NA | NA | NA | NA | NA |  |  | Biotechnology |  | 181189.44 | [7 empty] | dharamsingh@ihbt.res.in
NBS Floor Model shaker (Innova 42 R) |  |  | NA | NA | NA | NA | NA |  |  | Biotechnology |  | 437028 | [7 empty] | dharamsingh@ihbt.res.in
Cryocube F570 i) Freezer 230 V/50HZ ii) 5 KVA UPS Servo Voltage stabilizer Sr.no. 200-2016 make voltstar |  |  | NA | NA | NA | NA | NA |  |  | Biotechnology |  | 550476 | [7 empty] | dharamsingh@ihbt.res.in
ECPH700425EU, cybersean PH-700 Eutech make |  |  | NA | NA | NA | NA | NA |  |  | Biotechnology |  | 88500 | [7 empty] | dharamsingh@ihbt.res.in
1) G-8800A Agilent technologies surecycler base unit 2) G8810A:96 Well Thermal block 3) 2 KVA online UPS with ins back up. |  |  | NA | NA | NA | NA | NA |  |  | Biotechnology |  | 520000 | [7 empty] | dharamsingh@ihbt.res.in
ME204 Analytical balance capacity:220 g/0.1 mg Weighing capacity: 220 g Readability: 0.01g Repeatability: 0.01g Pan Size: 0.01g Sensitivity Temp. Drift: 200 ppm/deg C With Internal Calibration Response Time: 2 seconds |  |  | NA | NA | NA | NA | NA |  |  | Biotechnology |  | 96687 | [7 empty] | dharamsingh@ihbt.res.in
MU mixer Sample mixer 1S 920-D |  |  | NA | NA | NA | NA | NA |  |  | Biotechnology |  | 67831 | [7 empty] | dharamsingh@ihbt.res.in
1040 spin win- micro centrifuge MC-03 |  |  | NA | NA | NA | NA | NA |  |  | Biotechnology |  | 64937 | [7 empty] | dharamsingh@ihbt.res.in
Gen-mini-10 k centrifuge Quantity - 06 nos |  |  | NA | NA | NA | NA | NA |  |  | Biotechnology |  | 92225 | [7 empty] | dharamsingh@ihbt.res.in
Stepone Plus real-time PCR system Sr. No.2720010619 |  |  | NA | NA | NA | NA | NA |  |  | Biotechnology |  | 2327025 | [7 empty] | dharamsingh@ihbt.res.in
Spinix Vertex shaker |  |  | NA | NA | NA | NA | NA |  |  | Biotechnology |  | 57319 | [7 empty] | dharamsingh@ihbt.res.in
6040 spinot magnetic Stirrer with hot Plate |  |  | NA | NA | NA | NA | NA |  |  | Biotechnology |  | 22532 | [7 empty] | dharamsingh@ihbt.res.in
Gen mini, mini dry both |  |  | NA | NA | NA | NA | NA |  |  | Biotechnology |  | 23650 | [7 empty] | dharamsingh@ihbt.res.in
Deep freezer upright Freezer make Vest frost Model No. 5354 S capacity |  |  | NA | NA | NA | NA | NA |  |  | Biotechnology |  | 164000 | [7 empty] | dharamsingh@ihbt.res.in
F57030000/ cryocube F570 freezer RSOV/50hz ,OND make; SPPENDORF |  |  | NA | NA | NA | NA | NA |  |  | Biotechnology |  | 550476 | [7 empty] | dharamsingh@ihbt.res.in
S45-057-543 UV- Star (Illuminator) Sr No. BUV12 5080 832-1004/659 |  |  | NA | NA | NA | NA | NA |  |  | Biotechnology |  | 198163 | [7 empty] | dharamsingh@ihbt.res.in
Refrigerator cap. 510 ltr. Locking system make Samsung colour gray model RTS4EBSM |  |  | NA | NA | NA | NA | NA |  |  | Biotechnology |  | 31300 | [7 empty] | dharamsingh@ihbt.res.in
Bench Top refrigerator Centrifuge Model -75007224 |  |  | NA | NA | NA | NA | NA |  |  | Biotechnology |  | 435000 | [7 empty] | dharamsingh@ihbt.res.in
Laminar air flow with Motor model No. RH59-10 size 1200 x 600 x 600 mm |  |  | NA | NA | NA | NA | NA |  |  | Biotechnology |  | 155900 | [7 empty] | dharamsingh@ihbt.res.in
1) Gel doc-He 315 system Sr No. e103916/IS/J6784 2) Vision works LS acquisition and analysis software with dendogram Sr No. 9267-968179UL-20DDT2-2 |  |  | NA | NA | NA | NA | NA |  |  | Biotechnology |  | 176040 | [7 empty] | dharamsingh@ihbt.res.in
Akta flux 6 cross flow system include main system |  |  | NA | NA | NA | NA | NA |  |  | Biotechnology |  | 2198015 | [7 empty] | dharamsingh@ihbt.res.in
Nano Litre Osmometer one sample holder fixes with associated heat sinning and thermoelectric calling unit |  |  | NA | NA | NA | NA | NA |  |  | Biotechnology |  | 177320 | [7 empty] | dharamsingh@ihbt.res.in
Electronic Temperature control and sensing |  |  | NA | NA | NA | NA | NA |  |  | Biotechnology |  | 225060 | [7 empty] | dharamsingh@ihbt.res.in
1) Plate form rocker 2) GR-3 Dual rocker |  |  | NA | NA | NA | NA | NA |  |  | Biotechnology |  | 51319 | [7 empty] | dharamsingh@ihbt.res.in
1) Motor less four Position stirrer (Borosil) 2) 2) Vortex mixture premium 4200 RPM (Borosil) |  |  | NA | NA | NA | NA | NA |  |  | Biotechnology |  | 45444 | [7 empty] | dharamsingh@ihbt.res.in
GE Amersham low medium Pressure Chromatography system for Protein purification with complete accessories (List is attached with Stock register) |  |  | NA | NA | NA | NA | NA |  |  | Biotechnology |  | 876928 | [7 empty] | dharamsingh@ihbt.res.in
B1A small Horizontal gel electrophoresis |  |  | NA | NA | NA | NA | NA |  |  | Biotechnology |  | 56310 | [7 empty] | dharamsingh@ihbt.res.in
EC300 XL2 electrophoresis power supply 220 v |  |  | NA | NA | NA | NA | NA |  |  | Biotechnology |  | 84213 | [7 empty] | dharamsingh@ihbt.res.in
EC300 XL2 electrophoresis power supply 220 v |  |  | NA | NA | NA | NA | NA |  |  | Biotechnology |  | 84213 | [7 empty] | dharamsingh@ihbt.res.in
B2OWL mini gel electrophoresis system |  |  | NA | NA | NA | NA | NA |  |  | Biotechnology |  | 78378 | [7 empty] | dharamsingh@ihbt.res.in
Water bath (Julabo) TW12 |  |  | NA | NA | NA | NA | NA |  |  | Biotechnology |  | 45490.56 | [7 empty] | dharamsingh@ihbt.res.in
Water bath (Julabo) TW12 |  |  | NA | NA | NA | NA | NA |  |  | Biotechnology |  | 66213 | [7 empty] | dharamsingh@ihbt.res.in
Gover TW20 ( water bath ) with test tube rack |  |  | NA | NA | NA | NA | NA |  |  | Biotechnology |  | 21590.98 | [7 empty] | dharamsingh@ihbt.res.in
ECPC700 43500 cyber scan PC700 Ph meter EFC725220BEU |  |  | NA | NA | NA | NA | NA |  |  | Biotechnology |  | 48088 | [7 empty] | dharamsingh@ihbt.res.in
Water bath digital 12 LAMBT515 95’ c Cat No. JBN12 make future bioscience (Grant equipment) |  |  | NA | NA | NA | NA | NA |  |  | Biotechnology |  | 85780 | [7 empty] | dharamsingh@ihbt.res.in
MSW-131 DC Humidifier cap. 1.5 TON |  |  | NA | NA | NA | NA | NA |  |  | Biotechnology (Nanobiology) |  | 74000 | [7 empty] | amitabha@ihbt.res.in
Programmable Digital 8 Hot Plate Model HS-40-2 |  |  | NA | NA | NA | NA | NA |  |  | Biotechnology (Nanobiology) |  | 83600 | [7 empty] | amitabha@ihbt.res.in
Centrifuge Bench Top Cat. No. C0160-230V and other accessories |  |  | NA | NA | NA | NA | NA |  |  | Biotechnology (Nanobiology) |  | 76000 | [7 empty] | amitabha@ihbt.res.in
Hi-Tech Scanning Elect Microscope Model – S3400Tube – II, Complete with Accessories |  |  | NA | NA | NA | NA | NA |  |  | Biotechnology (Nanobiology) |  | 18810000 | [7 empty] | amitabha@ihbt.res.in
Multi-Mode Scanning Probe Microscope with complete accessories |  |  | NA | NA | NA | NA | NA |  |  | Biotechnology (Nanobiology) |  | 137900 | [7 empty] | amitabha@ihbt.res.in
PH meter Cyber Seam PC 510 |  |  | NA | NA | NA | NA | NA |  |  | Biotechnology (Nanobiology) |  | 24176 | [7 empty] | amitabha@ihbt.res.in
Vortex Genei Mixer Shaker |  |  | NA | NA | NA | NA | NA |  |  | Biotechnology (Nanobiology) |  | 175000 | [7 empty] | amitabha@ihbt.res.in
RA 3417 Freezer Cap. 310ltr. |  |  | NA | NA | NA | NA | NA |  |  | Biotechnology (Nanobiology) |  | 71245 | [7 empty] | amitabha@ihbt.res.in
Rotary Shaker with Brushless Motor 24 x 24 Model RS 24BL |  |  | NA | NA | NA | NA | NA |  |  | Biotechnology (Nanobiology) |  | 853125 | [7 empty] | amitabha@ihbt.res.in
Fluorescence Spectrometer Varian 00-10075200 complete with accessories |  |  | NA | NA | NA | NA | NA |  |  | Biotechnology (Nanobiology) |  | 596372 | [7 empty] | amitabha@ihbt.res.in
PC Controlled ULTRA Micro Tone with Knife Marker & Tissue Processor with accessories |  |  | NA | NA | NA | NA | NA |  |  | Biotechnology (Nanobiology) |  | 2645181 | [7 empty] | amitabha@ihbt.res.in
NIKON Trinocular STER0200 Microscope Model – SM2-745 complete accessories |  |  | NA | NA | NA | NA | NA |  |  | Biotechnology (Nanobiology) |  | 25010568 | [7 empty] | amitabha@ihbt.res.in
JULABO Microprocessor Based Refrigerated & Heating Circulated Model – F25-ED |  |  | NA | NA | NA | NA | NA |  |  | Biotechnology (Nanobiology) |  | 151975 | [7 empty] | amitabha@ihbt.res.in
VCX 500 Micro Based Vibra Cell Ultrasonic |  |  | NA | NA | NA | NA | NA |  |  | Biotechnology (Nanobiology) |  | 208295.48 | [7 empty] | amitabha@ihbt.res.in
Freezone 4.5 ltr Cascade Benchtop Freeze Dry System 105 degree Celsius Complete with accessories |  |  | NA | NA | NA | NA | NA |  |  | Biotechnology (Nanobiology) |  | 637324.87 | [7 empty] | amitabha@ihbt.res.in
POL Piece without sed HO HTS |  |  | NA | NA | NA | NA | NA |  |  | Biotechnology (Nanobiology) |  | 349118.93 | [7 empty] | amitabha@ihbt.res.in
Water HPLC System complete with accessories |  |  | NA | NA | NA | NA | NA |  |  | Biotechnology (Nanobiology) |  | 3160801.35 | [7 empty] | amitabha@ihbt.res.in
Malvern Zetasizer Nano complete with accessories |  |  | NA | NA | NA | NA | NA |  |  | Biotechnology (Nanobiology) |  | 1937099 | [7 empty] | amitabha@ihbt.res.in
Cryo Upgradation for FEI 250KV Model TECHNAI 20 TWIN Complete with accessories |  |  | NA | NA | NA | NA | NA |  |  | Biotechnology (Nanobiology) |  | 9459000 | [7 empty] | amitabha@ihbt.res.in
WERNER FINLEY CHILLER, Model – ICON002D0PIX, Water Chiller |  |  | NA | NA | NA | NA | NA |  |  | Biotechnology (Nanobiology) |  | 175000 | [7 empty] | amitabha@ihbt.res.in
AY-04671-28 Stirring Hot Plate Quantity - 02 nos |  |  | NA | NA | NA | NA | NA |  |  | Biotechnology (Nanobiology) |  | 65600 | [7 empty] | amitabha@ihbt.res.in
SAMSUNG Refrigerator 530L with Voltage Stabilizer |  |  | NA | NA | NA | NA | NA |  |  | Biotechnology (Nanobiology) |  | 87500 | [7 empty] | amitabha@ihbt.res.in
Stackable Refrigerated Incubator Shaker INNOVA |  |  | NA | NA | NA | NA | NA |  |  | Biotechnology (Nanobiology) |  | 512047.5 | [7 empty] | amitabha@ihbt.res.in
1) Cary Eclipse Microplate Reader Bundle includes WIN FLR Software and Desktop PC, HP make S/N. INA623SRFY 2) Solid Sample Holder Accessories 3) Single Cell Holder, Water Thermostatted |  |  | NA | NA | NA | NA | NA |  |  | Biotechnology (Nanobiology) |  | 1408212 | [7 empty] | amitabha@ihbt.res.in
Laminar Flow Clean Air Work Station, make – KLENZAIDS, Model – 1500C – 48-24-24 S/N. 056/0507 |  |  | NA | NA | NA | NA | NA |  |  | Biotechnology (Nanobiology) |  | 155900 | [7 empty] | amitabha@ihbt.res.in
Ultrasonic Cleaner Rivater (19000090) |  |  | NA | NA | NA | NA | NA |  |  | Biotechnology (Nanobiology) |  | 66430 | [7 empty] | amitabha@ihbt.res.in
6090 Digital Magnetic Stirrer Hot Plate 26 x 26cm Quantity - 02 nos |  |  | NA | NA | NA | NA | NA |  |  | Biotechnology (Nanobiology) |  | 117022 | [7 empty] | amitabha@ihbt.res.in
Prince next 1870 (230 v) , Prince Next CE with integrated DAD detector 190-610 mm, temperature controlled inlet autosampler 5-196* sample andf 50 buffer Positions Outlet autosampler 20 buffer Positions Temperature Controlled Nest Clarity software, computer etc. and a start up kit includes 0031.627 alt-ch and 0031.626 prince next DAD advanced S/w (CFRII Part Complaince Part No:- 0005.50 |  |  | NA | NA | NA | NA | NA |  |  | Biotechnology (Nanobiology) |  | 2895861.92 | [7 empty] | amitabha@ihbt.res.in
Olympus microscope binocular |  |  | NA | NA | NA | NA | NA |  |  | Biotechnology |  | 95025 | [7 empty] | ashishwarghat@ihbt.res.in
ME-204, analytical balance 0.1 mg |  |  | NA | NA | NA | NA | NA |  |  | Biotechnology |  | 96687 | [7 empty] | ashishwarghat@ihbt.res.in
MSZ-TR Magnus zoom stereo Microscope |  |  | NA | NA | NA | NA | NA |  |  | Biotechnology |  | 87570 | [7 empty] | ashishwarghat@ihbt.res.in
Incubator MSW 231 |  |  | NA | NA | NA | NA | NA |  |  | Biotechnology |  | 82019 | [7 empty] | ashishwarghat@ihbt.res.in
Water bath incubator shaker MSW-275 |  |  | NA | NA | NA | NA | NA |  |  | Biotechnology |  | 82583 | [7 empty] | ashishwarghat@ihbt.res.in
ECPC 70043SEU Cyberscan PH meter PC700 |  |  | NA | NA | NA | NA | NA |  |  | Biotechnology |  | 96688 | [7 empty] | ashishwarghat@ihbt.res.in
1)PBR 101: Algae phot bioreactor with algae command software 2) Junior ram chlorophyll flurometer 3) Online dissolved oxygen data measurement non inlvolive oxygen sensor |  |  | NA | NA | NA | NA | NA |  |  | Biotechnology |  | 20453158 | [7 empty] | ashishwarghat@ihbt.res.in
1)Green house modification in existing green house size 13m x 8m x 2m x 2.5m & 13m x 8m x 2.5m x 3m Quantity - 02 nos Complete with accessories |  |  | NA | NA | NA | NA | NA |  |  | Biotechnology |  | 3024525 | [7 empty] | ashishwarghat@ihbt.res.in
Automatic green house control panel Quanity - 02 nos Complete with accessories |  |  | NA | NA | NA | NA | NA |  |  | Biotechnology |  | 1876856 | [7 empty] | ashishwarghat@ihbt.res.in
Plat form rocker cat no 10716 |  |  | NA | NA | NA | NA | NA |  |  | Biotechnology |  | 16565 | [7 empty] | ashishwarghat@ihbt.res.in
GR-202-14224821 Capacity 210gm readability 0.01 ug electronic weighing balance |  |  | NA | NA | NA | NA | NA |  |  | Biotechnology |  | 90000 | [7 empty] | ashishwarghat@ihbt.res.in
5331000010 master cycler gradient with heat lid personal card SR.No. 50159 |  |  | NA | NA | NA | NA | NA |  |  | Biotechnology |  | 356345 | [7 empty] | ashishwarghat@ihbt.res.in
Samsung refrigerator double door 375 ltr. |  |  | NA | NA | NA | NA | NA |  |  | Biotechnology |  | 40500 | [7 empty] | ashishwarghat@ihbt.res.in
Micro centrifuge sigma 1-13 sr. no. 89083 |  |  | NA | NA | NA | NA | NA |  |  | Biotechnology |  | 288932.4 | [7 empty] | ashishwarghat@ihbt.res.in
Micro centrifuge non refrigerated sartorius sigma 1-14 no. 10014 angle rotor 24x1.5/22ml |  |  | NA | NA | NA | NA | NA |  |  | Biotechnology |  | 62046 | [7 empty] | ashishwarghat@ihbt.res.in
AR 126 L2 Walk in type multitier Plant Groth Chamber Complete Sr No. 12768.01.10A |  |  | NA | NA | NA | NA | NA |  |  | Biotechnology |  | 2290355.35 | [7 empty] | ashishwarghat@ihbt.res.in
AR 126 L2 Walk in type multitier Plant Groth Chamber Complete with accessories Sr No. 15625.01.11H |  |  | NA | NA | NA | NA | NA |  |  | Biotechnology |  | 3853203.2 | [7 empty] | ashishwarghat@ihbt.res.in
Plant growth chamber Model- E41L296 with accessories Sr no. 22236.01.16B ii) Servo stablizer 5 Kva Sr.no. 2016-05-152 |  |  | NA | NA | NA | NA | NA |  |  | Biotechnology |  | 1176650.88 | [7 empty] | ashishwarghat@ihbt.res.in
HZ Gradual Laminar Flow Clean Air work Station With SS table UV Light |  |  | NA | NA | NA | NA | NA |  |  | Biotechnology |  | 71845 | [7 empty] | ashishwarghat@ihbt.res.in
Biomate Chiller (Circulating water bath) |  |  | NA | NA | NA | NA | NA |  |  | Biotechnology |  | 13421 | [7 empty] | ashishwarghat@ihbt.res.in
Green house fabricated as per drawing, each 44' x 26' |  |  | NA | NA | NA | NA | NA |  |  | Biotechnology |  | 1498000 | [7 empty] | ashishwarghat@ihbt.res.in
Klenszaids Horizontal gradient laminar flow cabinet model no 300309 |  |  | NA | NA | NA | NA | NA |  |  | Biotechnology |  | 23070 | [7 empty] | ashishwarghat@ihbt.res.in
S1234 Analytical balance cap. 230gm read 0.1mg |  |  | NA | NA | NA | NA | NA |  |  | Dietics & Nutrition Technology |  | 86222 | [7 empty] | yogendra@ihbt.res.in
Fully automatic electronic microtome model finesse ME+ complete with all accessories |  |  | NA | NA | NA | NA | NA |  |  | Dietics & Nutrition Technology |  | 528242.86 | [7 empty] | yogendra@ihbt.res.in
Hematology Analyser model XT 1800IV S/N. 17932 along with all std. accessories |  |  | NA | NA | NA | NA | NA |  |  | Dietics & Nutrition Technology |  | 154600 | [7 empty] | yogendra@ihbt.res.in
Photo activity system home gauge 4x8 |  |  | NA | NA | NA | NA | NA |  |  | Dietics & Nutrition Technology |  | 237773.5 | [7 empty] | yogendra@ihbt.res.in
LEICA cm 1510S cryostat with complete accessories |  |  | NA | NA | NA | NA | NA |  |  | Dietics & Nutrition Technology |  | 657328 | [7 empty] | yogendra@ihbt.res.in
Grip strength system 1 – garage for Rats |  |  | NA | NA | NA | NA | NA |  |  | Dietics & Nutrition Technology |  | 233526.25 | [7 empty] | yogendra@ihbt.res.in
1) Y-Transfer system power pack with accessories 2) Electrophoresis apparatus vertical with accessories |  |  | NA | NA | NA | NA | NA |  |  | Dietics & Nutrition Technology |  | 425766.25 | [7 empty] | yogendra@ihbt.res.in
Horizontal laminar flow 1220x600x600 |  |  | NA | NA | NA | NA | NA |  |  | Dietics & Nutrition Technology |  | 164031 | [7 empty] | yogendra@ihbt.res.in
Spinwin MC-02 Microcentrifuge 1030 |  |  | NA | NA | NA | NA | NA |  |  | Dietics & Nutrition Technology |  | 29907 | [7 empty] | yogendra@ihbt.res.in
Laminar Air Flow 4' x 2' x 2' |  |  | NA | NA | NA | NA | NA |  |  | Dietics & Nutrition Technology |  | 178738 | [7 empty] | yogendra@ihbt.res.in
M tubes for the homogenization of tissues or cells to isolate bimolecular with accessories |  |  | NA | NA | NA | NA | NA |  |  | Dietics & Nutrition Technology |  | 876149.18 | [7 empty] | yogendra@ihbt.res.in
F1 GLP KIT 2(0.2-1000ul) |  |  | NA | NA | NA | NA | NA |  |  | Dietics & Nutrition Technology |  | 49777 | [7 empty] | yogendra@ihbt.res.in
NatSteel Horizontal rectangular high pressure double door sterilizer with set of spare sand accessories |  |  | NA | NA | NA | NA | NA |  |  | Dietics & Nutrition Technology |  | 1325115 | [7 empty] | yogendra@ihbt.res.in
DEEP FREEZER chest freezer model CHF320, make – BLUE STAR, CAP. 320 LTR. |  |  | NA | NA | NA | NA | NA |  |  | Dietics & Nutrition Technology |  | 24250 | [7 empty] | yogendra@ihbt.res.in
DEEP FREEZER Upright vestfrost model – BFS 345S, make – CELL FROST CAP. 344LTR with Digital Temperature controller cum display attached with the above machines |  |  | NA | NA | NA | NA | NA |  |  | Dietics & Nutrition Technology |  | 71400 | [7 empty] | yogendra@ihbt.res.in
Urine Chemistry Analyzer (URO-Dip check 300) S/N. 42110057 |  |  | NA | NA | NA | NA | NA |  |  | Dietics & Nutrition Technology |  | 159528 | [7 empty] | yogendra@ihbt.res.in
Thermo Scientific Forma Steri cycle Co2 Incubator with Co2 cylinder, Regulator for Co2 |  |  | NA | NA | NA | NA | NA |  |  | Dietics & Nutrition Technology |  | 206770 | [7 empty] | yogendra@ihbt.res.in
ESCO Microprocessor controlled air stream class-II type B2 (100% exhaust) biological safety cabinet item code AB2-4SI with accessories |  |  | NA | NA | NA | NA | NA |  |  | Dietics & Nutrition Technology |  | 418015 | [7 empty] | yogendra@ihbt.res.in
P14002 DE Top loading balance cap. 4kg/10mg with Internal calibration with 3013802 DE External battery |  |  | NA | NA | NA | NA | NA |  |  | Dietics & Nutrition Technology |  | 293247 | [7 empty] | yogendra@ihbt.res.in
Refrigerator cap. 510 ltr. double door locking make – SAMSUNG model RJ 59EB5M |  |  | NA | NA | NA | NA | NA |  |  | Dietics & Nutrition Technology |  | 46000 | [7 empty] | yogendra@ihbt.res.in
Analytical balance cap. 120gm read 0.1mg size 80mm |  |  | NA | NA | NA | NA | NA |  |  | Dietics & Nutrition Technology |  | 120768.75 | [7 empty] | yogendra@ihbt.res.in
Top loading balance electronic cap. 2200 gm |  |  | NA | NA | NA | NA | NA |  |  | Dietics & Nutrition Technology |  | 93301 | [7 empty] | yogendra@ihbt.res.in
PCR cooler 0.2ml starter set (1x pink & 1 blue) |  |  | NA | NA | NA | NA | NA |  |  | Dietics & Nutrition Technology |  | 11500 | [7 empty] | yogendra@ihbt.res.in
Future Bioscience MS MINI DUO multi sub mix 7X7CM & 7X10CM UV Tray 2x8 sample |  |  | NA | NA | NA | NA | NA |  |  | Dietics & Nutrition Technology |  | 23523 | [7 empty] | yogendra@ihbt.res.in
Analytical HPLC system Shimadzu with accessories |  |  | NA | NA | NA | NA | NA |  |  | Dietics & Nutrition Technology |  | 3323068 | [7 empty] | yogendra@ihbt.res.in
Image stream mark – II system S/N. KSK420 complete with accessories model no. 100220 |  |  | NA | NA | NA | NA | NA |  |  | Dietics & Nutrition Technology |  | 17990000 | [7 empty] | yogendra@ihbt.res.in
1) Spinix shaker cat. 3020 2) S para micro tube insert cat. 3004 3) Spinix orvital shaker MC-2, cat.-3060 |  |  | NA | NA | NA | NA | NA |  |  | Dietics & Nutrition Technology |  | 70396 | [7 empty] | yogendra@ihbt.res.in
PH meter Eutech pH700 model no. ECUH700425EU with electrode |  |  | NA | NA | NA | NA | NA |  |  | Dietics & Nutrition Technology |  | 43566 | [7 empty] | yogendra@ihbt.res.in
NIKON JAPAN Inverted microscopw model TE-2000 |  |  | NA | NA | NA | NA | NA |  |  | Dietics & Nutrition Technology |  | 1138241.87 | [7 empty] | yogendra@ihbt.res.in
1040 Spinwin Micro centrifuge MC-03 |  |  | NA | NA | NA | NA | NA |  |  | Dietics & Nutrition Technology |  | 73866 | [7 empty] | yogendra@ihbt.res.in
1) 165-8006, Mini-PROTEAN Tetra cell, 4-gel vertical Electrophoresis system, 1.5mm gel thickness includes companion module, 2 casting stands, 4 casting frames, 10-well combs, 5short plates and 5 spacer plates, make BIORAD with accessories |  |  | NA | NA | NA | NA | NA |  |  | Dietics & Nutrition Technology |  | 311500 | [7 empty] | yogendra@ihbt.res.in
Waterbath system MB-5 Capacity 6ltrs. With SS lid |  |  | NA | NA | NA | NA | NA |  |  | Dietics & Nutrition Technology |  | 86348 | [7 empty] | yogendra@ihbt.res.in
CHEMI ILUMINSESS based Imaging system for western blots with accessories including computer software |  |  | NA | NA | NA | NA | NA |  |  | Dietics & Nutrition Technology |  | 1239825 | [7 empty] | yogendra@ihbt.res.in
Bench Top Refrigerator model – 75007224, 75005709, fixed angle rotor high sonic rotor 45 degree R max cap. 6x50ml RPM9500 max RCF R108 Serial no. - 41967238 |  |  | NA | NA | NA | NA | NA |  |  | Dietics & Nutrition Technology |  | 435000 | [7 empty] | yogendra@ihbt.res.in
EVOS FL AUTO 2 CELL Imaging system |  |  | NA | NA | NA | NA | NA |  |  | Dietics & Nutrition Technology |  | 3350000 | [7 empty] | yogendra@ihbt.res.in
Sigma 3-18 High Speed Refrigerated Table Top Centrifuge complete with accessories |  |  | NA | NA | NA | NA | NA |  |  | Dietics & Nutrition Technology |  | 528352.65 | [7 empty] | yogendra@ihbt.res.in
U570 premium freezer 20 cu ft 230/50hz upright freezer -86 degree C ultra low temperature |  |  | NA | NA | NA | NA | NA |  |  | Dietics & Nutrition Technology |  | 491400 | [7 empty] | yogendra@ihbt.res.in
VX-200 vortex mixture cat. no. 50200 – 230V |  |  | NA | NA | NA | NA | NA |  |  | Dietics & Nutrition Technology |  | 24388 | [7 empty] | yogendra@ihbt.res.in
Swing Out Rotor with accessories |  |  | NA | NA | NA | NA | NA |  |  | Dietics & Nutrition Technology |  | 140175 | [7 empty] | yogendra@ihbt.res.in
0290BB-8887326 STANDARD OF TEST BIOSTAT B-PLUS SR. NO. 8843414 No/Year 07022/07 |  |  | NA | NA | NA | NA | NA |  |  | Dietics & Nutrition Technology |  | 1077808 | [7 empty] | yogendra@ihbt.res.in
Nikon Inverted Les. Microscope model T1-S complete with accessories |  |  | NA | NA | NA | NA | NA |  |  | Dietics & Nutrition Technology |  | 31143 | [7 empty] | yogendra@ihbt.res.in
Eutech Microprocessor based manual or automatic with ARC probe ph meter with Electrode model-ph700 |  |  | NA | NA | NA | NA | NA |  |  | Dietics & Nutrition Technology |  | 39550 | [7 empty] | yogendra@ihbt.res.in
Nanodrop spectrophotometer ND -2000C |  |  | NA | NA | NA | NA | NA |  |  | Biotechnology |  | 636610 | [7 empty] | avnesh@ihbt.res.in
ME20430046413 Analytical balance meter weighing capacity 220gm 01mg |  |  | NA | NA | NA | NA | NA |  |  | Biotechnology |  | 96687 | [7 empty] | avnesh@ihbt.res.in
High pressure homogeniser model EMSI Flex EFB15 S/N. 1510784 |  |  | NA | NA | NA | NA | NA |  |  | Biotechnology |  | 906300 | [7 empty] | avnesh@ihbt.res.in
Shaker mini mix 3D CSL 3D |  |  | NA | NA | NA | NA | NA |  |  | Biotechnology |  | 81263 | [7 empty] | avnesh@ihbt.res.in
Refrigerator Cap. 510ltr. DD locking system Make – SAMSUNG GRAY, Model – RT59EBSM Quantity - 02 nos |  |  | NA | NA | NA | NA | NA |  |  | Biotechnology |  | 31300 | [7 empty] | rajiv@ihbt.res.in
Max 6000 Incubated Shaker Digital Stke 6000 – SCE complete with accessories |  |  | NA | NA | NA | NA | NA |  |  | Biotechnology |  | 3179346.4 | [7 empty] | rajiv@ihbt.res.in
KLENZFLO™ Horizontal Laminar Flow Clean Air Work Station Model No. 15 nos. 48.24.24 S/N. 029/041 |  |  | NA | NA | NA | NA | NA |  |  | Biotechnology |  | 147000 | [7 empty] | rajiv@ihbt.res.in
GE(AMERSHAM) 2D Electrophoresis system with complete accessories as mentioned in ledger |  |  | NA | NA | NA | NA | NA |  |  | Biotechnology |  | 1163724.8 | [7 empty] | rajiv@ihbt.res.in
U-VIS Spectrophotometer TIP-1000 complete set with accessories |  |  | NA | NA | NA | NA | NA |  |  | Biotechnology |  | 448778.24 | [7 empty] | rajiv@ihbt.res.in
Refrigerated System Capacity 520 Ltr. Double Door with Stabilizer |  |  | NA | NA | NA | NA | NA |  |  | Biotechnology |  | 37500 | [7 empty] | rajiv@ihbt.res.in
0010-4376599 STEPONE Plus 96 well RT-PCR System |  |  | NA | NA | NA | NA | NA |  |  | Biotechnology |  | 1369500 | [7 empty] | rajiv@ihbt.res.in
ME204 Analytical Balance Capacity – 220gm/0.1mg |  |  | NA | NA | NA | NA | NA |  |  | Biotechnology |  | 85000 | [7 empty] | rajiv@ihbt.res.in
Mini mix 3D shaker with 20x16.5cm tray and non-step rubber mat CSL 3D shaker |  |  | NA | NA | NA | NA | NA |  |  | Biotechnology |  | 76000 | [7 empty] | rajiv@ihbt.res.in
Western Blotting System Complete TE22 Mini temp. transfer unit SBE300-3 power supply |  |  | NA | NA | NA | NA | NA |  |  | Biotechnology |  | 226931 | [7 empty] | rajiv@ihbt.res.in
HOT PLATE Magnetic Stirrer 19x19 CSL- Hot Stir |  |  | NA | NA | NA | NA | NA |  |  | Biotechnology |  | 60000 | [7 empty] | rajiv@ihbt.res.in
MSW-101, Autoclave Vertical Eco model |  |  | NA | NA | NA | NA | NA |  |  | Biotechnology |  | 78800 | [7 empty] | rajiv@ihbt.res.in
TARSON – 3060 Spinix orbital shaker MCO2 |  |  | NA | NA | NA | NA | NA |  |  | Biotechnology |  | 58649 | [7 empty] | rajiv@ihbt.res.in
GEL DOC SYSTEM Molecular Imager Gel Documentation System, Includes Camera, UV trans illuminator, epi – white, cables, image lab software |  |  | NA | NA | NA | NA | NA |  |  | Biotechnology |  | 485100 | [7 empty] | rajiv@ihbt.res.in
Refrigrator Cap. 510 ltr Double Door Looking system make samsung Grey |  |  | NA | NA | NA | NA | NA |  |  | Biotechnology |  | 46000 | [7 empty] | rajiv@ihbt.res.in
Vortex mixer with optical head attach |  |  | NA | NA | NA | NA | NA |  |  | Biotechnology |  | 23622 | [7 empty] | mohitks@ihbt.res.in
Veriti 96-well thermal cycler 0.1ml wells part no. 4375-786 |  |  | NA | NA | NA | NA | NA |  |  | Biotechnology |  | 309632 | [7 empty] | mohitks@ihbt.res.in
Centrifuge 5810R refrigerated complete with accessories |  |  | NA | NA | NA | NA | NA |  |  | Biotechnology |  | 517063 | [7 empty] | mohitks@ihbt.res.in
Centrifuge 541B with rotor FA-45-18-11 with accessories |  |  | NA | NA | NA | NA | NA |  |  | Biotechnology |  | 95405.55 | [7 empty] | mohitks@ihbt.res.in
Mini Electrophoresis system with complete accessories |  |  | NA | NA | NA | NA | NA |  |  | Biotechnology |  | 212540.88 | [7 empty] | mohitks@ihbt.res.in
Thermo scientific Orion star series bench top PH meter with electrode stand |  |  | NA | NA | NA | NA | NA |  |  | Biotechnology |  | 98337 | [7 empty] | mohitks@ihbt.res.in
Premium upright freezer model 0510 complete with all accessories |  |  | NA | NA | NA | NA | NA |  |  | Biotechnology |  | 876149 | [7 empty] | mohitks@ihbt.res.in
Horizontal Laminar Air Flow clean air work station model 1500C 48.24.24 |  |  | NA | NA | NA | NA | NA |  |  | Biotechnology |  | 161700 | [7 empty] | mohitks@ihbt.res.in
Mini Incubator compact Genvel purpose |  |  | NA | NA | NA | NA | NA |  |  | Biotechnology |  | 31500 | [7 empty] | mohitks@ihbt.res.in
Step one plus RTPCR with Tower computer accessories |  |  | NA | NA | NA | NA | NA |  |  | Biotechnology |  | 1368750 | [7 empty] | mohitks@ihbt.res.in
Chest freezer cap. 500 ltr. with stabilizer -18 to 22O C |  |  | NA | NA | NA | NA | NA |  |  | Biotechnology |  | 37000 | [7 empty] | mohitks@ihbt.res.in
Complete min. horizontal unit with buffer chamber & accessories |  |  | NA | NA | NA | NA | NA |  |  | Biotechnology |  | 48206.66 | [7 empty] | mohitks@ihbt.res.in
1) 2100 Electrophoresis Bio analyser with accessories 2) Computer for Bio analyser |  |  | NA | NA | NA | NA | NA |  |  | Biotechnology |  | 2205000 | [7 empty] | mohitks@ihbt.res.in
Orbital shaker MS NOR 36 x36x 36 |  |  | NA | NA | NA | NA | NA |  |  | Biotechnology |  | 95095 | [7 empty] | mohitks@ihbt.res.in
SGC120 Plant Growth Chamber complete with accessories |  |  | NA | NA | NA | NA | NA |  |  | Biotechnology |  | 724868.04 | [7 empty] | mohitks@ihbt.res.in
1) ICE Flake Machine Blue Star 2) Water purification system make – Aqua guard 3) Voltage Stabilizer 4KVA make- DIGITEC SLF320A-Q |  |  | NA | NA | NA | NA | NA |  |  | Biotechnology |  | 299500 | [7 empty] | mohitks@ihbt.res.in
Refrigerator cap. 510 ltr. DD locking system SAMSUNG (RT59EBSM) |  |  | NA | NA | NA | NA | NA |  |  | Biotechnology |  | 46000 | [7 empty] | mohitks@ihbt.res.in
1) BIORAD CHEFMAPPER, S/N. 802BR2650 2) BIORAD PUMP S/N. 260BR09722 3) BIORAD COOLING UNIT S/N. 816BR5200 4) Electrophoresis cell S/N. 275BR020642 5) APC 2KVA ONLINE UPS 42AH x 6 Nos. S/N. B21445001842 |  |  | NA | NA | NA | NA | NA |  |  | Biotechnology |  | 2162921 | [7 empty] | mohitks@ihbt.res.in
BIOMEK FXP Dual multichannel span S/N. A318441070 complete with accessories |  |  | NA | NA | NA | NA | NA |  |  | Biotechnology |  | 11971807.38 | [7 empty] | mohitks@ihbt.res.in
Revolver rotator with rotisserie for 36 x 1.5/200 MI tubes 230V,-k-20 |  |  | NA | NA | NA | NA | NA |  |  | Biotechnology |  | 40572 | [7 empty] | mohitks@ihbt.res.in
1) VWRV, mixer digtal vortex 230v 2) P-25 mini plate centrifuge (star-micronic range) |  |  | NA | NA | NA | NA | NA |  |  | Biotechnology |  | 54731.25 | [7 empty] | mohitks@ihbt.res.in
Minion MK1C Basic starter pack 6 x flow cell (R10.4.1) 1 x ligation sequencing kit V14, SQK-l6k114 1 x minion Mk1C, Min-101c 1 x control expansion kit, Exp-CTL001 1 x flow cell wash kit, Exp-WSH004 |  |  | NA | NA | NA | NA | NA |  |  | Biotechnology |  | 635000 | [7 empty] | mohitks@ihbt.res.in
Single chamber vacuum packing machine (full imported) Insta pack, make model:- IPDZQ 500/2ES with Nitrogen gas flushing |  |  | NA | NA | NA | NA | NA |  |  | Dietics & Nutrition Technology |  | 139525 | [7 empty] | mgupta@ihbt.res.in
1) Acua Lab UTE Water activity meter – 40530 2) Software - 40204 |  |  | NA | NA | NA | NA | NA |  |  | Dietics & Nutrition Technology |  | 570000 | [7 empty] | mgupta@ihbt.res.in
Chroma meter model CR-400 complete with accessories |  |  | NA | NA | NA | NA | NA |  |  | Dietics & Nutrition Technology |  | 443637 | [7 empty] | mgupta@ihbt.res.in
1030 SPINWIN MCO2 MICROCENTRIFUGE |  |  | NA | NA | NA | NA | NA |  |  | Dietics & Nutrition Technology |  | 31116 | [7 empty] | mgupta@ihbt.res.in
NIR Composition Analysis (NIR MASTER) complete with accessories (Item no. 11057000) |  |  | NA | NA | NA | NA | NA |  |  | Dietics & Nutrition Technology |  | 1859193 | [7 empty] | mgupta@ihbt.res.in
Standalone Extruder 19/25D, Part No. 837421.001 complete with accessories |  |  | NA | NA | NA | NA | NA |  |  | Dietics & Nutrition Technology |  | 5580814.48 | [7 empty] | mgupta@ihbt.res.in
1) Processor ultrasonic 500W 230V, part no. 04711-35 2) Sound abating enclosures part no. 04710-48 3) Probe solid high gain IHP part no. 04710-59 |  |  | NA | NA | NA | NA | NA |  |  | Dietics & Nutrition Technology |  | 342660.09 | [7 empty] | mgupta@ihbt.res.in
High speed refrigerator centrifuge, make – Remi model no. PR-24 |  |  | NA | NA | NA | NA | NA |  |  | Dietics & Nutrition Technology |  | 397430.25 | [7 empty] | mgupta@ihbt.res.in
Mini pulveriser cum mini mill with 1HP motor starter SS screen v belting operational tool (2 nos) |  |  | NA | NA | NA | NA | NA |  |  | Dietics & Nutrition Technology |  | 338100 | [7 empty] | mgupta@ihbt.res.in
1) MCR-102 MODULAR COMPACT RHEOMETER 2) RHEOMETER SOFTWARE RHEO COMPASS 3) P-PTO200 AIR PELTER CONTROL DEVICE 4) SHAFT FOR DISPOSABLE MEASURING SYSTEM D-CP/PP7 |  |  | NA | NA | NA | NA | NA |  |  | Dietics & Nutrition Technology |  | 1761405.1 | [7 empty] | mgupta@ihbt.res.in
AUTOMATIC HORIZONTAL RETORT WITH ALL COMPLETE ACCESSORIES MODLE NO. PSR-500 |  |  | NA | NA | NA | NA | NA |  |  | Dietics & Nutrition Technology |  | 3969000 | [7 empty] | mgupta@ihbt.res.in
BIO SPECTRUM BANK 230V-60HZ |  |  | NA | NA | NA | NA | NA |  |  | Dietics & Nutrition Technology |  | 365000 | [7 empty] | mgupta@ihbt.res.in
WEIGHING MACHINE – 30KG INBUILT RECHARGEABLE BATTERY |  |  | NA | NA | NA | NA | NA |  |  | Dietics & Nutrition Technology |  | 84084 | [7 empty] | mgupta@ihbt.res.in
HEATLESS AIR DRYER MAKE – TRIDENT, MODEL – VX0-2 |  |  | NA | NA | NA | NA | NA |  |  | Dietics & Nutrition Technology |  | 493000 | [7 empty] | mgupta@ihbt.res.in
FILTER PRESS WITH O HOLD UP MODEL ME8-8.0 HOLD UP |  |  | NA | NA | NA | NA | NA |  |  | Dietics & Nutrition Technology |  | 204750 | [7 empty] | mgupta@ihbt.res.in
PULVERIZER PRODUCTION CAPACITY 15-20KG/HR, FSS-304 |  |  | NA | NA | NA | NA | NA |  |  | Dietics & Nutrition Technology |  | 338100 | [7 empty] | mgupta@ihbt.res.in
ELECTRONIC ANALYTICAL WEIGHING BALANCE – WINGER |  |  | NA | NA | NA | NA | NA |  |  | Dietics & Nutrition Technology |  | 85000 | [7 empty] | mgupta@ihbt.res.in
NSW-143 OVEN UNIVERSAL SUPER DELUXE MODEL – 0556, MAKE – NARANG SCIENTIFIC |  |  | NA | NA | NA | NA | NA |  |  | Dietics & Nutrition Technology |  | 98394 | [7 empty] | mgupta@ihbt.res.in
NOODLE MAKING MACHINE WITH ACCESSORIES |  |  | NA | NA | NA | NA | NA |  |  | Dietics & Nutrition Technology |  | 69956 | [7 empty] | mgupta@ihbt.res.in
Thermo Scientific Double Beam UV-visible spectrophotometer (Model-GENESYS-180) Sr No. 9A5B185020 Part No.- 840309000 with power card RSA 250V NPN 10mm cell Quartz 1 pair cuvette with warranty 2 years. Against GeM contract No. GEMC-511687726062303 Dt. 13.09.2023 |  |  | NA | NA | NA | NA | NA |  |  | Dietics & Nutrition Technology |  | 499595 | [7 empty] | mgupta@ihbt.res.in
Tulin PTFE Fat analyzer, model 30*6, sample Automatic fat/ail salvent extraction system against with one year warrenty. GeM contract No. GEMC-511687763320322 dt. 10.10.2023 |  |  | NA | NA | NA | NA | NA |  |  | Dietics & Nutrition Technology |  | 269000 | [7 empty] | mgupta@ihbt.res.in
Motar Vartex Mixer |  |  | NA | NA | NA | NA | NA |  |  | Dietics & Nutrition Technology |  | 14520 | [7 empty] | mgupta@ihbt.res.in
Kjeldahl apparatus Tulin Automatic Nitrogen/Protein Estimation system A). Model: KDISB 6M automatic six sample macro black digestion system B) KJELSCRB: Acid netralizer scrubber system. C) Model: KJELDISTEA automatic Nitrogen/Protein distillation system |  |  | NA | NA | NA | NA | NA |  |  | Dietics & Nutrition Technology |  | 300000 | [7 empty] | mgupta@ihbt.res.in
Electrophorsis system |  |  | NA | NA | NA | NA | NA |  |  | Dietics & Nutrition Technology |  | 29736 | [7 empty] | mgupta@ihbt.res.in
Two stage rotary vane vaccum pump make seltis Model No. SL-18R with accessories against GeM contract no. GEMC-511687720183981 dt. 07.03.2024 |  |  | NA | NA | NA | NA | NA |  |  | Dietics & Nutrition Technology |  | 1050200 | [7 empty] | mgupta@ihbt.res.in
Histo – line ATS-2010 Auto strainer for Histology part no. ATS-2010 complete unit with accessories |  |  | NA | NA | NA | NA | NA |  |  | Dietics & Nutrition Technology |  | 94497 | [7 empty] | vikrampatial@ihbt.res.in
Fully Automated Biochemistry Analyzer EM2000 with standard accessories Model – EM208B151026 |  |  | NA | NA | NA | NA | NA |  |  | Dietics & Nutrition Technology |  | 870000 | [7 empty] | vikrampatial@ihbt.res.in
1040 Spinwin – Micro Centrifuge MC-03 |  |  | NA | NA | NA | NA | NA |  |  | Dietics & Nutrition Technology |  | 73866 | [7 empty] | vikrampatial@ihbt.res.in
Histo Pro 200 fully automated vaccum and fume controlled tissue processes |  |  | NA | NA | NA | NA | NA |  |  | Dietics & Nutrition Technology |  | 1411969 | [7 empty] | vikrampatial@ihbt.res.in
Histo line TEC 2601 tissue flod line bath along with Histo line tech 2602 along with UPS |  |  | NA | NA | NA | NA | NA |  |  | Dietics & Nutrition Technology |  | 115500 | [7 empty] | vikrampatial@ihbt.res.in
Histo line TEC-2800 paraffin system Histology application complete with accessories |  |  | NA | NA | NA | NA | NA |  |  | Dietics & Nutrition Technology |  | 402507 | [7 empty] | vikrampatial@ihbt.res.in
Compund Bright fired upright micro scope complete with accessories as per list enclosed |  |  | NA | NA | NA | NA | NA |  |  | Dietics & Nutrition Technology |  | 1760903.55 | [7 empty] | vikrampatial@ihbt.res.in
Eutech Bench Type water quality meter/analyzer measuring PH meter (PH 700) |  |  | NA | NA | NA | NA | NA |  |  | Dietics & Nutrition Technology |  | 39445 | [7 empty] | vikrampatial@ihbt.res.in
Tarsons Stainless Steel Electronically controlled magnetic stirrers (6040 Spinat) |  |  | NA | NA | NA | NA | NA |  |  | Dietics & Nutrition Technology |  | 48103 | [7 empty] | vikrampatial@ihbt.res.in
Photoperiodic 0226400300 simulator digital base timer for light |  |  | NA | NA | NA | NA | NA |  |  | Biotechnology |  | 21285 | [7 empty] | kiran@ihbt.res.in
Autoclave vertical MAC/MSW – 101 DLX with Power supply |  |  | NA | NA | NA | NA | NA |  |  | Biotechnology |  | 149145 | [7 empty] | kiran@ihbt.res.in
IFB-Microwave oven 23 ltr. with serve & cook & accessories utensils |  |  | NA | NA | NA | NA | NA |  |  | Biotechnology |  | 14140 | [7 empty] | kiran@ihbt.res.in
6030 Spinot Magnetic sheet Hot plate 18x18cm |  |  | NA | NA | NA | NA | NA |  |  | Biotechnology |  | 22532 | [7 empty] | kiran@ihbt.res.in
Precision balance KERN make 572-35 10232410 |  |  | NA | NA | NA | NA | NA |  |  | Biotechnology |  | 61869 | [7 empty] | kiran@ihbt.res.in
AFCOSET ELECTRONIC PRECISION BALANCE FX-300 |  |  | NA | NA | NA | NA | NA |  |  | Biotechnology |  | 45000 | [7 empty] | kiran@ihbt.res.in
SPINWIN MICROCENTRIFUGE SPARE ROTOR FOR CAP. 6X1.5ML |  |  | NA | NA | NA | NA | NA |  |  | Biotechnology |  | 17549 | [7 empty] | kiran@ihbt.res.in
BIORAD MINI SUBCELL GT POWER PAC – 300 SYSTEM |  |  | NA | NA | NA | NA | NA |  |  | Biotechnology |  | 38237.4 | [7 empty] | kiran@ihbt.res.in
PREFABRICATED CONSTI… FOR ROOM SIZE 5.5X3.5X2 MTR WITH RAKCS INCLUDING REFRIGERATION SYSTEM FOR COLD ROOM |  |  | NA | NA | NA | NA | NA |  |  | Biotechnology |  | 3216047 | [7 empty] | kiran@ihbt.res.in
DEEP FREEZER SIEMENS VERTICAL FREEZER MODEL – 206 SR. NO. C540NA30 (333 LTRS) WITH 1.5KVA STABILIZER |  |  | NA | NA | NA | NA | NA |  |  | Biotechnology |  | 84594 | [7 empty] | kiran@ihbt.res.in
INS TRAY DRYING OVEN MAC MICROPROCESSOR SIZE 90X60X90CM |  |  | NA | NA | NA | NA | NA |  |  | Biotechnology |  | 75735 | [7 empty] | kiran@ihbt.res.in
NBS LARGE CAPACITY FLOOR MODEL STACKABLE REFRIGERATED INCUBATOR SHAKER INNOX A4 COMPLETE WITH ACCESSORIES |  |  | NA | NA | NA | NA | NA |  |  | Biotechnology |  | 707882.52 | [7 empty] | kiran@ihbt.res.in
REFRIGERATOR LG 491 LTRS |  |  | NA | NA | NA | NA | NA |  |  | Biotechnology |  | 47000 | [7 empty] | kiran@ihbt.res.in
Horizontal Grade Laminar flow clean air work station model 1500 C laminar flow work space 72'' W x 24'' D x 24'' H Quantity - 02 nos |  |  | NA | NA | NA | NA | NA |  |  | Biotechnology |  | 173864.9 | [7 empty] | kiran@ihbt.res.in
Spinwin Micro 1000 |  |  | NA | NA | NA | NA | NA |  |  | Biotechnology |  | 7299 | [7 empty] | kiran@ihbt.res.in
Horizontal Laminar Flow working station model 1500c-72-24-24 Klenzaid Sr. No. 125/0705 |  |  | NA | NA | NA | NA | NA |  |  | Biotechnology |  | 135850 | [7 empty] | kiran@ihbt.res.in
Sigma 3-16 KL Multipurpose high speed refrigerated table top centrifuge with Accessories |  |  | NA | NA | NA | NA | NA |  |  | Biotechnology |  | 420373.76 | [7 empty] | kiran@ihbt.res.in
IR-125 Table Rotary Shaker (Bench Top) Sr. No. 941317 |  |  | NA | NA | NA | NA | NA |  |  | Biotechnology |  | 5023.00 (SFR) | [7 empty] | kiran@ihbt.res.in
YORCO AUTOCLAVE HORIZONTAL STERILIZER (450-STERI HP) SIZE 500 x 900MM 9KW |  |  | NA | NA | NA | NA | NA |  |  | Biotechnology |  | 135000 | [7 empty] | kiran@ihbt.res.in
Horizontal laminar air flow system air work station M1500C-72-14-24 S/n 00507 |  |  | NA | NA | NA | NA | NA |  |  | Biotechnology |  | 385664 | [7 empty] | ashokgehlot@ihbt.res.in
NBS multifiered shaker (flow model) Innova 500 completer with accessories |  |  | NA | NA | NA | NA | NA |  |  | Biotechnology |  | 966341.82 | [7 empty] | ashokgehlot@ihbt.res.in
NBS multifiered shaker Innova 5000 across flow model no M1-96-002 with off stand equipped with all accessories |  |  | NA | NA | NA | NA | NA |  |  | Biotechnology |  | 987908.1 | [7 empty] | ashokgehlot@ihbt.res.in
YSU 408 Sterilizer rectangular (YORCO) Horizontal ISI mark ISI-3829 Part –I size 600 x 900 x1500 mm with complete specs |  |  | NA | NA | NA | NA | NA |  |  | Biotechnology |  | 53355 | [7 empty] | ashokgehlot@ihbt.res.in
Natsteel horizontal rectangular high pressure single door sterilizer with set of spare and accessories |  |  | NA | NA | NA | NA | NA |  |  | Biotechnology |  | 1325115 | [7 empty] | kunjansaxena@ihbt.res.in
Biostat C-Plus microbial fermenter 15 ltr working capacity total capacity 22 ltr B-8849 223 computer with accessories |  |  | NA | NA | NA | NA | NA |  |  | Biotechnology |  | 2828985 | [7 empty] | kunjansaxena@ihbt.res.in
Ozone Generator unit model OXY,ION,100,051 |  |  | NA | NA | NA | NA | NA |  |  | Biotechnology |  | 9858 | [7 empty] | vshankar@ihbt.res.in
1) Mini Micro Centrifuge 2) Rotor 1.5 & 2 ml tube 3) Rotor 8 x 0.2ml |  |  | NA | NA | NA | NA | NA |  |  | Biotechnology |  | 15930 | [7 empty] | vshankar@ihbt.res.in
Magnetic Stirrer R05 |  |  | NA | NA | NA | NA | NA |  |  | Biotechnology |  | 99958 | [7 empty] | vshankar@ihbt.res.in
Magnetic Stirrer RH basic2 |  |  | NA | NA | NA | NA | NA |  |  | Biotechnology |  | 33630 | [7 empty] | vshankar@ihbt.res.in
Vortex Shaker swirlex cat. No. E11190 |  |  | NA | NA | NA | NA | NA |  |  | Biotechnology |  | 12390 | [7 empty] | vshankar@ihbt.res.in
Industrial oven (T-24) inside and outside made of mild steel inner chamber size 915x840x915mm temp. range 50-250 degree C complete with accessories, 24 aluminium trays-1, blower with on/off switch, thermostat |  |  | NA | NA | NA | NA | NA |  |  | Biotechnology |  | 80000 | [7 empty] | vshankar@ihbt.res.in
Discover oxygen meter with probe a HQYOD Lnal input multi parameter digital meter CT.NO. HQYODYOD5360 MAKE – USA |  |  | NA | NA | NA | NA | NA |  |  | Biotechnology |  | 49000 | [7 empty] | vshankar@ihbt.res.in
Buchi Rotavapor R-220 complete with accessories |  |  | NA | NA | NA | NA | NA |  |  | Biotechnology |  | 1668700 | [7 empty] | vshankar@ihbt.res.in
Haier make Microprocessor control ultra low temperature freezer chest horizontal complete with accessories |  |  | NA | NA | NA | NA | NA |  |  | Biotechnology |  | 248969.25 | [7 empty] | vshankar@ihbt.res.in
High performance microprocessor digital vacuum oven own vac MD DGTL 220 sl weight 164kg 94x94x145cm with vacuum pump 2561c-50 |  |  | NA | NA | NA | NA | NA |  |  | Biotechnology |  | 345245 | [7 empty] | vshankar@ihbt.res.in
1) Evolution RC, refrigerated centrifuge sorvalls CE 2) SLC – 6000 PC Rotor 3) SE 12 ROTOR 4) SLA – 1500 superlight rotor |  |  | NA | NA | NA | NA | NA |  |  | Biotechnology |  | 1799329.3 | [7 empty] | vshankar@ihbt.res.in
Water HPLC system complete with accessories & Computer HP with accessories Colour LaserJet printer & 6KVA UPS with 1 Hr. back up |  |  | NA | NA | NA | NA | NA |  |  | Biotechnology |  | 63945 | [7 empty] | vshankar@ihbt.res.in
Free zone dried freezer dry system -85 degree C cat. no. 7400030 complete with accessories |  |  | NA | NA | NA | NA | NA |  |  | Biotechnology |  | 321634.55 | [7 empty] | vshankar@ihbt.res.in
Master flex L/S economy digital pump cat. no. SS 77920-37 |  |  | NA | NA | NA | NA | NA |  |  | Biotechnology |  | 118000 | [7 empty] | vshankar@ihbt.res.in
PT-DA 6060/2 polytron aggregate 60 mm with consumable accessories as vessel holder st-34 |  |  | NA | NA | NA | NA | NA |  |  | Biotechnology |  | 98207 | [7 empty] | vshankar@ihbt.res.in
Bench top programmable fermentation system bioreactor labfors 3 pack 202 TV NW200 with accessories S/N. S-000115133 |  |  | NA | NA | NA | NA | NA |  |  | Biotechnology |  | 1558506.24 | [7 empty] | vshankar@ihbt.res.in
Brix refractometer 0-32% ERMA (JAPAN MAKE) |  |  | NA | NA | NA | NA | NA |  |  | Biotechnology |  | 14020 | [7 empty] | vshankar@ihbt.res.in
BUCHI ROTAVAPOR R-210 |  |  | NA | NA | NA | NA | NA |  |  | Biotechnology |  | 338820 | [7 empty] | vshankar@ihbt.res.in
Ultrasonic cleaner bath SS 20/1928 |  |  | NA | NA | NA | NA | NA |  |  | Biotechnology |  | 41167 | [7 empty] | vshankar@ihbt.res.in
Water bath shaker 20/1934 |  |  | NA | NA | NA | NA | NA |  |  | Biotechnology |  | 56306 | [7 empty] | vshankar@ihbt.res.in
Autoclave vertical 20/1935 |  |  | NA | NA | NA | NA | NA |  |  | Biotechnology |  | 54000 | [7 empty] | vshankar@ihbt.res.in
Laminar air flow 20/1936 |  |  | NA | NA | NA | NA | NA |  |  | Biotechnology |  | 155900 | [7 empty] | vshankar@ihbt.res.in
Incubator shaker 20/1938 |  |  | NA | NA | NA | NA | NA |  |  | Biotechnology |  | 129000 | [7 empty] | vshankar@ihbt.res.in
BUCHI ROTAVAPOUR SYSTEM COMPRISING OF ROTAVAPOUR R-230VWITH VACUUM PUMP WITH CONDENSER (VERTICAL) NORMAL GLASS DRIVE UNIT MOTORISED QUICK ACTION JACK AND AUTOMATIC FITTING OF THE FLASH POWER WITH VACUUM PUMP V850 |  |  | NA | NA | NA | NA | NA |  |  | Biotechnology |  | 365936.4 | [7 empty] | vshankar@ihbt.res.in
FLACKING MACHINE CAPACITY 10-20KG/HR. WITH CONTROL PANEL |  |  | NA | NA | NA | NA | NA |  |  | Biotechnology |  | 497500 | [7 empty] | vshankar@ihbt.res.in
Orbitek-LE lab refrigerator incubator shaker (Model-ORBITEK-LE-TT-A) |  |  | NA | NA | NA | NA | NA |  |  | Biotechnology |  | 609706 | [7 empty] | vshankar@ihbt.res.in
1) Sandore M*20 Pasta EXTRUDER 2) Automatic Static Dryer Chamber 3) Pasta Steamer (Trays SS12-30Nos,Rack of Tray SS trolley 1 Nos) |  |  | NA | NA | NA | NA | NA |  |  | Biotechnology |  | 1734600 | [7 empty] | vshankar@ihbt.res.in
Vapour Humidifier |  |  | NA | NA | NA | NA | NA |  |  | Biotechnology |  | 17918 | [7 empty] | vshankar@ihbt.res.in
MSW BOD |  |  | NA | NA | NA | NA | NA |  |  | Biotechnology |  | 285000 | [7 empty] | vshankar@ihbt.res.in
Humidifier Evaporation against GEM contract no GEMC-5116877291295 dtd. 06.12.2024 |  |  | NA | NA | NA | NA | NA |  |  | Biotechnology |  | 40000 | [7 empty] | vshankar@ihbt.res.in
Plant Growth Chamber |  |  | NA | NA | NA | NA | NA |  |  | Biotechnology |  | 6890000 | [7 empty] | shivpandey@ihbt.res.in
Multipurpose refrigerated table top centrifuge, multifuge 35 R plus complete with accessories |  |  | NA | NA | NA | NA | NA |  |  | Biotechnology |  | 583692.9 | [7 empty] | vandana@ihbt.res.in
Applied Biosystem LCD display interface PCR machine black sr. no. 44836378 |  |  | NA | NA | NA | NA | NA |  |  | Biotechnology |  | 494998 | [7 empty] | vandana@ihbt.res.in
Refrigerated cetrifuge |  |  | NA | NA | NA | NA | NA |  |  | Biotechnology |  | 63630 | [7 empty] | vandana@ihbt.res.in
Plant Growth chamber |  |  | NA | NA | NA | NA | NA |  |  | Biotechnology |  | 725767.38 | [7 empty] | arunkumar@ihbt.res.in
Plant Growth chamber |  |  | NA | NA | NA | NA | NA |  |  | Biotechnology |  | 793693.38 | [7 empty] | arunkumar@ihbt.res.in
Percival Plant Growth chamber model E 4112 complete with Accessories |  |  | NA | NA | NA | NA | NA |  |  | Biotechnology |  | 730609.3 | [7 empty] | arunkumar@ihbt.res.in
Mastrogen Dual Wavelength Benchtop type Transilluminator UV, Sr.No. 4270599120211 |  |  | NA | NA | NA | NA | NA |  |  | Biotechnology |  | 93874 | [7 empty] | arunkumar@ihbt.res.in
Orbitek LED display shaking incubators |  |  | NA | NA | NA | NA | NA |  |  | Biotechnology |  | 999436 | [7 empty] | sarita@ihbt.res.in
Orbitek LED display shaking incubators |  |  | NA | NA | NA | NA | NA |  |  | Biotechnology |  | 698277 | [7 empty] | sarita@ihbt.res.in
Weighing Balance KEMCB |  |  | NA | NA | NA | NA | NA |  |  | Environmental Technology |  | 238603 | [7 empty] | amitchawla@ihbt.res.in
Spinot Magnetic Stirrer with Hot Plate |  |  | NA | NA | NA | NA | NA |  |  | Environmental Technology |  | 16217 | [7 empty] | amitchawla@ihbt.res.in
Fisher Traceable Digital Thermometer |  |  | NA | NA | NA | NA | NA |  |  | Environmental Technology |  | 14092 | [7 empty] | amitchawla@ihbt.res.in
BWB-XP Flame Photometer For analysis of N.A.K.11 C.A with Simalanteous |  |  | NA | NA | NA | NA | NA |  |  | Environmental Technology |  | 368507.94 | [7 empty] | amitchawla@ihbt.res.in
Nikon Trinocular Research Microscope Model E-200 with accessories |  |  | NA | NA | NA | NA | NA |  |  | Environmental Technology |  | 349376.17 | [7 empty] | amitchawla@ihbt.res.in
30 Mtr. Instrumented Meterological Observation Tower with Facilities for Telemetric Data Transmission with accessories |  |  | NA | NA | NA | NA | NA |  |  | Environmental Technology |  | 2049059 | [7 empty] | amitchawla@ihbt.res.in
LG Double Door Refrigerator Capacity 639 Ltr. Model-GRB812 |  |  | NA | NA | NA | NA | NA |  |  | Environmental Technology |  | 68000 | [7 empty] | amitchawla@ihbt.res.in
Analytical Balance AS(220/2) Capacity 220 g, Readability 0.1 mg |  |  | NA | NA | NA | NA | NA |  |  | Environmental Technology |  | 97256 | [7 empty] | amitchawla@ihbt.res.in
YSI-402, Autoclave Size (550 x 750) mm Automatic Water Level of Digital Temperature Pressure with Time |  |  | NA | NA | NA | NA | NA |  |  | Environmental Technology |  | 17802750 | [7 empty] | amitchawla@ihbt.res.in
72240020 Quartz Distillation Unit 2 litres with Water Purification System Double Stage with Quantz Boiler |  |  | NA | NA | NA | NA | NA |  |  | Environmental Technology |  | 230393.28 | [7 empty] | amitchawla@ihbt.res.in
SE UPH-7.0 meter with electrode, EUTECH `Bench Top PH meter cyber seam PH-7.0 (ECFC72521016) ATC Probe (ECPH TEMPBOHP) Intergical Electrode and 100/240 AC Adaptor |  |  | NA | NA | NA | NA | NA |  |  | Environmental Technology |  | 42685 | [7 empty] | amitchawla@ihbt.res.in
Klenz Flow Horizontal Laminar Flow Clean Air Work Station Model-1500 c-48-24-24 Sr No. 204/0913, MOC WM |  |  | NA | NA | NA | NA | NA |  |  | Environmental Technology |  | 178500 | [7 empty] | amitchawla@ihbt.res.in
Keonzoids Horizontal Laminar Air Flow Low Glass |  |  | NA | NA | NA | NA | NA |  |  | Environmental Technology |  | 59456 | [7 empty] | amitchawla@ihbt.res.in
Planetary Mixer |  |  | NA | NA | NA | NA | NA |  |  | Environmental Technology |  | 44375 | [7 empty] | amitchawla@ihbt.res.in
Weighing Balance Cap. 5 Kg |  |  | NA | NA | NA | NA | NA |  |  | Environmental Technology |  | 7102 | [7 empty] | amitchawla@ihbt.res.in
Spinot Magnetic Stirrer Hot Plate Cat No. 6030, Tarson |  |  | NA | NA | NA | NA | NA |  |  | Environmental Technology |  | 14309.91 | [7 empty] | amitchawla@ihbt.res.in
Spinix Vortex Shaker 3020 |  |  | NA | NA | NA | NA | NA |  |  | Environmental Technology |  | 8906.61 | [7 empty] | amitchawla@ihbt.res.in
Perfit All Quartz Distillation Unit |  |  | NA | NA | NA | NA | NA |  |  | Environmental Technology |  | 99900 | [7 empty] | amitchawla@ihbt.res.in
Analytical Balance ME 103/120G-IMG METTLER TOLEDO |  |  | NA | NA | NA | NA | NA |  |  | Environmental Technology |  | 96005 | [7 empty] | amitchawla@ihbt.res.in
ECPCWP30003 K Water Proof Cyber Scan PC300 pH/ Conductivity/ TDS Meter with Double Junction pH Electrode ECFC7252201B; Conductivity Electrode; 2 Electrode Holders (12 mm dia; 16 mm dia.) & pH/ Conductivity carrying kit set |  |  | NA | NA | NA | NA | NA |  |  | Environmental Technology |  | 81046.87 | [7 empty] | amitchawla@ihbt.res.in
Tree Core Reader with all accessories |  |  | NA | NA | NA | NA | NA |  |  | Environmental Technology |  | 45660 | [7 empty] | amitchawla@ihbt.res.in
Digital Micrometer 0-25 mm |  |  | NA | NA | NA | NA | NA |  |  | Environmental Technology |  | 4669 | [7 empty] | amitchawla@ihbt.res.in
Catalogue No. –JBN18 Water Bath Digital 18L amp +5 t0 95’c includes Clear Cut Thrown and Base Try From Future Bioscience make Gnant |  |  | NA | NA | NA | NA | NA |  |  | Environmental Technology |  | 85780.58 | [7 empty] | amitchawla@ihbt.res.in
NSW-143 Oven Universal Super Deluxe Model 1252 Brand Narang Scientific Works |  |  | NA | NA | NA | NA | NA |  |  | Environmental Technology |  | 98393 | [7 empty] | amitchawla@ihbt.res.in
Infra-Red Thermometer Agri-Therm 111 TM (Model 6210 L (Sr No. 7889) |  |  | NA | NA | NA | NA | NA |  |  | Environmental Technology |  | 516800 | [7 empty] | amitchawla@ihbt.res.in
Precision Balance 512-31 Spare with Rechargable Battery Cat No. -10230001 |  |  | NA | NA | NA | NA | NA |  |  | Environmental Technology |  | 99784 | [7 empty] | amitchawla@ihbt.res.in
MS-NRK Rocker Shaker Carry Capability -15 Kg |  |  | NA | NA | NA | NA | NA |  |  | Environmental Technology |  | 99000 | [7 empty] | amitchawla@ihbt.res.in
MV-200UV Separate Sensor with Hand Held Meter |  |  | NA | NA | NA | NA | NA |  |  | Environmental Technology |  | 74925 | [7 empty] | amitchawla@ihbt.res.in
Centrifuge 5804 R, Refrigerated with accessories |  |  | NA | NA | NA | NA | NA |  |  | Environmental Technology |  | 403549.43 | [7 empty] | amitchawla@ihbt.res.in
Portable Area Meter (with Box) |  |  | NA | NA | NA | NA | NA |  |  | Environmental Technology |  | 1234499.2 | [7 empty] | amitchawla@ihbt.res.in
Vertical Deep Freezer Model F570-86 C Ultra Low Temperature Part No. F570300001 Sr No. F570FG011607 |  |  | NA | NA | NA | NA | NA |  |  | Environmental Technology |  | 549999 | [7 empty] | amitchawla@ihbt.res.in
Chlorophyll content Meter Sr No. 012764 |  |  | NA | NA | NA | NA | NA |  |  | Environmental Technology |  | 346536.46 | [7 empty] | amitchawla@ihbt.res.in
Implusive Protecting Unit SP-3 |  |  | NA | NA | NA | NA | NA |  |  | Environmental Technology |  | 1000 | [7 empty] | amitchawla@ihbt.res.in
Plant Water Status Console with accessories I) 3005-1412, Plant Water Slot II) Flexible High Pressure III) 3075L32CR Extension 32 , Set of 4 with all accessories |  |  | NA | NA | NA | NA | NA |  |  | Environmental Technology |  | 106454.98 | [7 empty] | amitchawla@ihbt.res.in
Deep Freezer 400 Ltr Voltas Hand Top |  |  | NA | NA | NA | NA | NA |  |  | Environmental Technology |  | 50585.44 | [7 empty] | amitchawla@ihbt.res.in
Water Bath Rectangular |  |  | NA | NA | NA | NA | NA |  |  | Environmental Technology |  | 14393.92 | [7 empty] | amitchawla@ihbt.res.in
UV Cabinet For Chromatography |  |  | NA | NA | NA | NA | NA |  |  | Environmental Technology |  | 3900 | [7 empty] | amitchawla@ihbt.res.in
Hot Plate with Thermostat and Pyrometer Size 330 x 455 mm |  |  | NA | NA | NA | NA | NA |  |  | Environmental Technology |  | 7486 | [7 empty] | amitchawla@ihbt.res.in
Multi Parameter Analysis System Model 161E ,3 ½ Digit LCD Display Covering PH Conductivity TDS, DRP DO and Temperature Complete with accessories and Fitted in VIP Brief case |  |  | NA | NA | NA | NA | NA |  |  | Environmental Technology |  | 16092 | [7 empty] | amitchawla@ihbt.res.in
PH Meter Pen Type (Entech Singapore) |  |  | NA | NA | NA | NA | NA |  |  | Environmental Technology |  | 3060 | [7 empty] | amitchawla@ihbt.res.in
Icematic Ice Flaker Maker Ice Matic (Italy) Model F-80 compact |  |  | NA | NA | NA | NA | NA |  |  | Environmental Technology |  | 245000 | [7 empty] | amitchawla@ihbt.res.in
Magnetic Stirrer with Hot Plate of 300 Watt |  |  | NA | NA | NA | NA | NA |  |  | Environmental Technology |  | 2075 | [7 empty] | amitchawla@ihbt.res.in
Spare Temp. Controller |  |  | NA | NA | NA | NA | NA |  |  | Environmental Technology |  | 595 | [7 empty] | amitchawla@ihbt.res.in
PE Controlled Oxygen Electrical System Complete with accessories |  |  | NA | NA | NA | NA | NA |  |  | Environmental Technology |  | 1954870.93 | [7 empty] | amitchawla@ihbt.res.in
Alpha Digidoc TM Gel Documentation Analysis System with accessories |  |  | NA | NA | NA | NA | NA |  |  | Environmental Technology |  | 893468 | [7 empty] | amitchawla@ihbt.res.in
Elemental Analyser Vario Micro Cube |  |  | NA | NA | NA | NA | NA |  |  | Environmental Technology |  | 199674.08 | [7 empty] | amitchawla@ihbt.res.in
Emla Sonic S.Ultra Sonic Model S-3000H with Heating Part No. 1071162 |  |  | NA | NA | NA | NA | NA |  |  | Environmental Technology |  | 616768.5 | [7 empty] | amitchawla@ihbt.res.in
PT-400 A/20 Hot Air Oven 18x 18 x18 ( Papler Traders make) |  |  | NA | NA | NA | NA | NA |  |  | Environmental Technology |  | 24995 | [7 empty] | amitchawla@ihbt.res.in
Kern Precision Balance 1000 G+ 0.1 G |  |  | NA | NA | NA | NA | NA |  |  | Environmental Technology |  | 34459 | [7 empty] | amitchawla@ihbt.res.in
Oven Universal Digital Model MSW-2111, No. 040366, with Air Circulation Fan 1D605X605X 510 mm Cap. 336 litre. |  |  | NA | NA | NA | NA | NA |  |  | Environmental Technology |  | 128424 | [7 empty] | amitchawla@ihbt.res.in
Electronic Weighing Balance Citizen make Model CY320c, Large LED Display, Capacity 320 gms. Readability 0.001 gm, Pan size 128 mm. |  |  | NA | NA | NA | NA | NA |  |  | Environmental Technology |  | 43875 | [7 empty] | amitchawla@ihbt.res.in
Mufel Furrance MSW-251 (DX) Model No. MFLT-7(DX) Chamber Size 150 x 150 x 150 x 300 mm |  |  | NA | NA | NA | NA | NA |  |  | Environmental Technology |  | 40745 | [7 empty] | amitchawla@ihbt.res.in
Li-6400 D Portable Photo Synthesis System Package with accessories |  |  | NA | NA | NA | NA | NA |  |  | Environmental Technology |  | 1381345 | [7 empty] | amitchawla@ihbt.res.in
CRIO-9074 Compact Rio Controller & Chain Integrated System 400 MHZ Power PC Control |  |  | NA | NA | NA | NA | NA |  |  | Environmental Technology |  | 167400 | [7 empty] | amitchawla@ihbt.res.in
NI-9205 ,320 Channel +1-101250 K S/S , 16 Bit Analog Input Module |  |  | NA | NA | NA | NA | NA |  |  | Environmental Technology |  | 49300 | [7 empty] | amitchawla@ihbt.res.in
Air Temperature & Relative Humidity Meters, CSL Temp- RH Prob with 10 CFT Plate Gel Solar Radiation |  |  | NA | NA | NA | NA | NA |  |  | Environmental Technology |  | 397322 | [7 empty] | amitchawla@ihbt.res.in
Seed Benic Xryo 560/16 Programmable Controlled Role Freezer System Complete with Accessories |  |  | NA | NA | NA | NA | NA |  |  | Environmental Technology |  | 1375224 | [7 empty] | amitchawla@ihbt.res.in
i) Hand held Recl / Far Red Sensor with Display and Data -Logging capability Sensor Requirements. ii) Hand held Display Requirements Hand held Display Battery Powered (Min 10 hrs of Continous Operation) iii) PAR SENSOR Par Quantum Sensor Compatible With Item No. 2 Silicon Photodiode Based Detector or Better Wave length range with Solar mounting Bracket and Leveling Plate. |  |  | NA | NA | NA | NA | NA |  |  | Environmental Technology |  | 499901 | [7 empty] | amitchawla@ihbt.res.in
LG Refrigerator 185 Ltrs. |  |  | NA | NA | NA | NA | NA |  |  | Environmental Technology |  | 9431 | [7 empty] | amitchawla@ihbt.res.in
Sound Level Meter (Testo 86-I) |  |  | NA | NA | NA | NA | NA |  |  | Environmental Technology |  | 54870 | [7 empty] | amitchawla@ihbt.res.in
Refrigerator Double Locker Door make Sony 576 ltr. |  |  | NA | NA | NA | NA | NA |  |  | Agrotechnology |  | 62500 | [7 empty] | girish@ihbt.res.in
Aerosol Fumigator (Humidifier) |  |  | NA | NA | NA | NA | NA |  |  | Agrotechnology |  | 25596 | [7 empty] | girish@ihbt.res.in
Portable Leaf Area Meter ADC make Model AM300 Complete with all accessories |  |  | NA | NA | NA | NA | NA |  |  | Agrotechnology |  | 237563.81 | [7 empty] | girish@ihbt.res.in
Rotary Flask Shaker Heavy Duty "OSR-231" |  |  | NA | NA | NA | NA | NA |  |  | Agrotechnology |  | 72000 | [7 empty] | girish@ihbt.res.in
Shimadzu Gas Chromatography with Complete Accessories |  |  | NA | NA | NA | NA | NA |  |  | Agrotechnology |  | 9249301 | [7 empty] | girish@ihbt.res.in
Gas Filter Station Consisting of Tubing Silica gel Molecular Shelves Filter Oxitrap for Cannier Gas on/off Valve |  |  | NA | NA | NA | NA | NA |  |  | Agrotechnology |  | 33750 | [7 empty] | girish@ihbt.res.in
1) ZRQSOPOIN Direct Q3.5 Kit (1N) 2) Sproos IAI Smart Pack DQ3 3)MPG02001 Millipack G.P. Non- Star (1 Box) |  |  | NA | NA | NA | NA | NA |  |  | Agrotechnology |  | 95133.13 | [7 empty] | girish@ihbt.res.in
Atomic Absorption Spectrophotometer Model ; AA-6300 with Accessories Sr No. A305244 |  |  | NA | NA | NA | NA | NA |  |  | Agrotechnology |  | 4236375 | [7 empty] | girish@ihbt.res.in
Deep Freezer Horizontal IEC Make |  |  | NA | NA | NA | NA | NA |  |  | Agrotechnology |  | 32434.25 | [7 empty] | girish@ihbt.res.in
A & D Analytical Multifunction Balance M-f x 40 cap, 41 gm Sr No. 057 05782 |  |  | NA | NA | NA | NA | NA |  |  | Agrotechnology |  | 56316 | [7 empty] | girish@ihbt.res.in
Digital Thermo Hydrometer Live Display ; THT |  |  | NA | NA | NA | NA | NA |  |  | Agrotechnology |  | 1580 | [7 empty] | girish@ihbt.res.in
Refrigerator Videocon Double Door 200 Ltr. |  |  | NA | NA | NA | NA | NA |  |  | Agrotechnology |  | 12990 | [7 empty] | girish@ihbt.res.in
Refrigerator Kelvinator Cap. 330 Litre |  |  | NA | NA | NA | NA | NA |  |  | Agrotechnology |  | 25900 | [7 empty] | girish@ihbt.res.in
Precisa Precision Balance Model 6200 C Cap. 6200 gm Sr No. 48847 |  |  | NA | NA | NA | NA | NA |  |  | Agrotechnology |  | 50600 | [7 empty] | girish@ihbt.res.in
Refrigerator Kelvinator 345 litre Double Door Frost Free |  |  | NA | NA | NA | NA | NA |  |  | Agrotechnology |  | 24990 | [7 empty] | girish@ihbt.res.in
Spinix Vortex Shaker (Tarson) |  |  | NA | NA | NA | NA | NA |  |  | Agrotechnology |  | 41984.87 | [7 empty] | girish@ihbt.res.in
Autoclave JSGW Model 1226/2 |  |  | NA | NA | NA | NA | NA |  |  | Agrotechnology |  | 25272 | [7 empty] | girish@ihbt.res.in
Automatic Potter Lab Spray Tower with Compressor |  |  | NA | NA | NA | NA | NA |  |  | Agrotechnology |  | 464707 | [7 empty] | girish@ihbt.res.in
Humidity Controlled Oven ‘RIVOTEK’ make Temp. Range 10-60 Degrees, C. Inner Dimension 60 x 60 x 90 & Outer Dimension 105 x 80 x 175 cap. 324 litre |  |  | NA | NA | NA | NA | NA |  |  | Agrotechnology |  | 115035.18 | [7 empty] | girish@ihbt.res.in
Nikon Japan Binocular Stereo Zoom Microscope Model SM22 – BD with accessories |  |  | NA | NA | NA | NA | NA |  |  | Agrotechnology |  | 52273.5 | [7 empty] | girish@ihbt.res.in
Ultrasonic Processor with accessories |  |  | NA | NA | NA | NA | NA |  |  | Agrotechnology |  | 245097 | [7 empty] | girish@ihbt.res.in
Compressor/Suction Pump (Vaccum Pressure Pump) Millipore Make Cat No. XX522050 specifications baked channels fine shed die eastalum body pump –head armature covered high grade surface SS. Leaf valve vaccum Up 635 mm |  |  | NA | NA | NA | NA | NA |  |  | Agrotechnology |  | 56697 | [7 empty] | girish@ihbt.res.in
Scientronic Vortex Mixer with Card and Plug |  |  | NA | NA | NA | NA | NA |  |  | Agrotechnology |  | 730 | [7 empty] | girish@ihbt.res.in
X-Y Sampler |  |  | NA | NA | NA | NA | NA |  |  | Agrotechnology |  | 93709 | [7 empty] | girish@ihbt.res.in
Precision Micro Applicator with accessories |  |  | NA | NA | NA | NA | NA |  |  | Agrotechnology |  | 350627 | [7 empty] | girish@ihbt.res.in
Digital Camera Nikon D 80 with Lens ; AF SDX Zoom Nikon 10-135 mm Nikon D 80 Kit |  |  | NA | NA | NA | NA | NA |  |  | Agrotechnology |  | 27000 | [7 empty] | girish@ihbt.res.in
Fume Hood Assy |  |  | NA | NA | NA | NA | NA |  |  | Agrotechnology |  | 22220 | [7 empty] | girish@ihbt.res.in
Stirring Hot Plate Catalogue Number -04671-32 |  |  | NA | NA | NA | NA | NA |  |  | Agrotechnology |  | 29215 | [7 empty] | girish@ihbt.res.in
Electronic Automatic KEL Plus Microprocessor Based Twenty Place Macro Block Digestion System Model; KES 20L |  |  | NA | NA | NA | NA | NA |  |  | Agrotechnology |  | 182711.2 | [7 empty] | girish@ihbt.res.in
Gas Purify System Gas Purification and Control Panel |  |  | NA | NA | NA | NA | NA |  |  | Agrotechnology |  | 90338 | [7 empty] | girish@ihbt.res.in
Water Fast analytical LC/UPLC System complete with accessories |  |  | NA | NA | NA | NA | NA |  |  | Agrotechnology |  | 2397362.94 | [7 empty] | girish@ihbt.res.in
Acquity UPLC BEH C18, 1.7 UM 2 .1 x 100 mm COL |  |  | NA | NA | NA | NA | NA |  |  | Agrotechnology |  | 79490 | [7 empty] | girish@ihbt.res.in
Buchi Rotary Evaporator System No. 23011VO1112 Rotar R-210 with 850, V29/32 with heating bath , B-491-20 180’c , Vaccum Pump,V-700 with Chiller FT05 |  |  | NA | NA | NA | NA | NA |  |  | Agrotechnology |  | 615439.84 | [7 empty] | girish@ihbt.res.in
MSW 211 (SAD) Oven Universal MAC make Size 605x 605 x 605 mm |  |  | NA | NA | NA | NA | NA |  |  | Agrotechnology |  | 58358 | [7 empty] | girish@ihbt.res.in
Refrigerator 478 YS YX4 LG make Sr No. J25ZINR |  |  | NA | NA | NA | NA | NA |  |  | Agrotechnology |  | 44000 | [7 empty] | girish@ihbt.res.in
Magnus MLXI (LED) Microscope with accessories |  |  | NA | NA | NA | NA | NA |  |  | Agrotechnology |  | 94720 | [7 empty] | girish@ihbt.res.in
Electronic Analytical Weighing Machine Balance Model No. 224 S make Sartorius |  |  | NA | NA | NA | NA | NA |  |  | Agrotechnology |  | 88611 | [7 empty] | girish@ihbt.res.in
MS NRK-Rocker Shaker |  |  | NA | NA | NA | NA | NA |  |  | Agrotechnology |  | 75644 | [7 empty] | girish@ihbt.res.in
1040 Spinwin- Micro Centrifuge MC-03 |  |  | NA | NA | NA | NA | NA |  |  | Agrotechnology |  | 64937 | [7 empty] | girish@ihbt.res.in
MSW-101 Autoclave Vertical Eco Model |  |  | NA | NA | NA | NA | NA |  |  | Agrotechnology |  | 78800 | [7 empty] | girish@ihbt.res.in
Water Bath with Lid |  |  | NA | NA | NA | NA | NA |  |  | Agrotechnology |  | 84419 | [7 empty] | girish@ihbt.res.in
Bench Top Refrigerated Centrifuge Model -75007294 |  |  | NA | NA | NA | NA | NA |  |  | Agrotechnology |  | 435000 | [7 empty] | girish@ihbt.res.in
Water Bath NB-9 with HD Cap-9.5 Litre. |  |  | NA | NA | NA | NA | NA |  |  | Agrotechnology |  | 84420 | [7 empty] | girish@ihbt.res.in
Elma Sonic S. Ultrasonic Model S300H with Heating part No. 1071162 |  |  | NA | NA | NA | NA | NA |  |  | Agrotechnology |  | 616768.5 | [7 empty] | girish@ihbt.res.in
Nikon Trinocular Stero -Zoom Microscope , Model SMZ-1000, Digital Camera with accessories. |  |  | NA | NA | NA | NA | NA |  |  | Agrotechnology |  | 136781 | [7 empty] | girish@ihbt.res.in
Nikon Trinocular Phase Contract Micrscope Model 501 complete with accessories. |  |  | NA | NA | NA | NA | NA |  |  | Agrotechnology |  | 295208 | [7 empty] | girish@ihbt.res.in
Rotary Shaker HD with Platform S.S size 24"x 24"provided with Lotus Clamps to folds 64 Flasks fitted with heavy duty DC Drive meter add speed Control Model Mac MSW-203 |  |  | NA | NA | NA | NA | NA |  |  | Agrotechnology |  | 54562 | [7 empty] | girish@ihbt.res.in
T90 Double Beam UV Visible spectrophotometer wavelength range of 190-900 Nm and A variable B and pass system is fully Controlled via UV |  |  | NA | NA | NA | NA | NA |  |  | Agrotechnology |  | 189301.32 | [7 empty] | girish@ihbt.res.in
Electronic Digital Weighing Balance |  |  | NA | NA | NA | NA | NA |  |  | Agrotechnology |  | 73406.25 | [7 empty] | girish@ihbt.res.in
1) Electronic Weighing balance Cap. 410 M-GX400, Readibility 0.001g 2) Glasdraft shieldfor GX/GF 3)Dust cover 4) RS-232 cable (25 x 9) |  |  | NA | NA | NA | NA | NA |  |  | Agrotechnology |  | 68625 | [7 empty] | rakeshkumar@ihbt.res.in
Chlorophyll Context Meter , Model CCM 220 with battery software Serial cable and manual |  |  | NA | NA | NA | NA | NA |  |  | Agrotechnology |  | 106875 | [7 empty] | rakeshkumar@ihbt.res.in
Hot Air Oven sentwin Model Rub 501 size 605 x910 x 455 mm |  |  | NA | NA | NA | NA | NA |  |  | Agrotechnology |  | 29025 | [7 empty] | rakeshkumar@ihbt.res.in
KCS Automatic Macro Block with accessories |  |  | NA | NA | NA | NA | NA |  |  | Agrotechnology |  | 678038 | [7 empty] | rakeshkumar@ihbt.res.in
TDR soil moisture Meter Sr No. 14478 TDR-300 |  |  | NA | NA | NA | NA | NA |  |  | Agrotechnology |  | 121294.89 | [7 empty] | rakeshkumar@ihbt.res.in
Digital Plant canopy imager Model e1-110 complete with accessories |  |  | NA | NA | NA | NA | NA |  |  | Agrotechnology |  | 546125 | [7 empty] | rakeshkumar@ihbt.res.in
Universal oven Microprocessor based sentiwin Brand size 600 x900 x 910 mm cap. 500 ltr. |  |  | NA | NA | NA | NA | NA |  |  | Agrotechnology |  | 138900 | [7 empty] | rakeshkumar@ihbt.res.in
LI-6400 XTR Portable photo synthesis Fluoresce System |  |  | NA | NA | NA | NA | NA |  |  | Agrotechnology |  | 52456.35 | [7 empty] | rakeshkumar@ihbt.res.in
Doulbe door refrigerator |  |  | NA | NA | NA | NA | NA |  |  | Agrotechnology |  | 64900 | [7 empty] | rakeshkumar@ihbt.res.in
Glassco Metal Alloy Electronically controlled Magnetic Stirrers |  |  | NA | NA | NA | NA | NA |  |  | Agrotechnology |  | 37800 | [7 empty] | rakeshkumar@ihbt.res.in
Labwan Bench type water quality meter/ Analyzer measuring Multi parameter |  |  | NA | NA | NA | NA | NA |  |  | Agrotechnology |  | 95000 | [7 empty] | rakeshkumar@ihbt.res.in
Essential oil Distillation Unit 20 Kg direct Fired Distillation Unit |  |  | NA | NA | NA | NA | NA |  |  | Agrotechnology |  | 70800 | [7 empty] | rakeshkumar@ihbt.res.in
Refrigerator Kelvinator 345FE (345 Ltr.) |  |  | NA | NA | NA | NA | NA |  |  | Chemical Technology |  | 49400 | [7 empty] | vijaylata@ihb.res.in
Integrated head space liquid auto samples with specification |  |  | NA | NA | NA | NA | NA |  |  | Chemical Technology |  | 4484000 | [7 empty] | vijaylata@ihb.res.in
Platform 'CA5' D2 series, Cap. 100 kg x 10g |  |  | NA | NA | NA | NA | NA |  |  | Chemical Technology |  | 14108 | [7 empty] | mohit@ihbt.res.in
Gr. Water Bath MSW 270 Cap. 21 ltr. |  |  | NA | NA | NA | NA | NA |  |  | Chemical Technology |  | 44550 | [7 empty] | mohit@ihbt.res.in
Flame prof Stirrer model no.RG1401D1-FD |  |  | NA | NA | NA | NA | NA |  |  | Chemical Technology |  | 54816 | [7 empty] | mohit@ihbt.res.in
Precision Balance MAXX series |  |  | NA | NA | NA | NA | NA |  |  | Chemical Technology |  | 34734 | [7 empty] | mohit@ihbt.res.in
Water purification system Model Analytical 250 with accessories |  |  | NA | NA | NA | NA | NA |  |  | Chemical Technology |  | 695282 | [7 empty] | mohit@ihbt.res.in
Filter Press 24'' 24 Plate zero hold up with accessories |  |  | NA | NA | NA | NA | NA |  |  | Chemical Technology |  | 2669754 | [7 empty] | mohit@ihbt.res.in
Creamine and Polymeric/MF/OF/NF Filtration system with accessories. |  |  | NA | NA | NA | NA | NA |  |  | Chemical Technology |  | 1920098.37 | [7 empty] | mohit@ihbt.res.in
FTI Cenfritherrn Evaporator , FT Industrial Centritherm Evaporator Model CT1-09 RM complete. |  |  | NA | NA | NA | NA | NA |  |  | Chemical Technology |  | 14620500 | [7 empty] | mohit@ihbt.res.in
Essential oil distillation Unit Cap. 300 ltr or 50 Kg Fresh Rose, consist of Distillation unit made of S.S 304 shell & tube type condenser Receiver, S.S Packed column, support stove form M.S. chimney Gasp wood fired furnace along with steam heating provision |  |  | NA | NA | NA | NA | NA |  |  | Chemical Technology |  | 332000 | [7 empty] | mohit@ihbt.res.in
Ion Exchange column (IE-1) with accessories |  |  | NA | NA | NA | NA | NA |  |  | Chemical Technology |  | 2171195 | [7 empty] | mohit@ihbt.res.in
Small oil expeller |  |  | NA | NA | NA | NA | NA |  |  | Chemical Technology |  | 24456 | [7 empty] | mohit@ihbt.res.in
Mobile distillation Unit fabrication , supply and testing of multipurpose having capacity 2Q/Batch mounted on a truck having dimensions 4821 x 2157 x 603 mm as per technical species given at annexure –B of book Order. |  |  | NA | NA | NA | NA | NA |  |  | Chemical Technology |  | 1771875 | [7 empty] | mohit@ihbt.res.in
Diesel fixed essential oil distillation Unit, cap. 500 Kg/batch |  |  | NA | NA | NA | NA | NA |  |  | Chemical Technology |  | 482157 | [7 empty] | mohit@ihbt.res.in
Carousel 6 Plus reaction Station |  |  | NA | NA | NA | NA | NA |  |  | Chemical Technology |  | 460000 | [7 empty] | mohit@ihbt.res.in
Adsorbent column MDS S 316 L |  |  | NA | NA | NA | NA | NA |  |  | Chemical Technology |  | 315000 | [7 empty] | mohit@ihbt.res.in
Saltec make ultrasonic cleaner model-3200EP with accessories |  |  | NA | NA | NA | NA | NA |  |  | Chemical Technology |  | 187605 | [7 empty] | mohit@ihbt.res.in
Micro Filtration, Stainless steel |  |  | NA | NA | NA | NA | NA |  |  | Chemical Technology |  | 1816020 | [7 empty] | mohit@ihbt.res.in
Freezer Cap 310 Ltr Blue Store |  |  | NA | NA | NA | NA | NA |  |  | Chemical Technology |  | 71245 | [7 empty] | pdas@ihbt.res.in
6040 Spirit Magnetic Stirer with Hot Plate |  |  | NA | NA | NA | NA | NA |  |  | Chemical Technology |  | 32434 | [7 empty] | pdas@ihbt.res.in
Buchi Rotavapor complete with accessories |  |  | NA | NA | NA | NA | NA |  |  | Chemical Technology |  | 1027347.8 | [7 empty] | pdas@ihbt.res.in
Discover Labmate Microwave synthesis system complete with accessories |  |  | NA | NA | NA | NA | NA |  |  | Chemical Technology |  | 1894196.97 | [7 empty] | pdas@ihbt.res.in
Samsung D/door refrigerator 315 ltr |  |  | NA | NA | NA | NA | NA |  |  | Chemical Technology |  | 24000 | [7 empty] | pdas@ihbt.res.in
6- Position carousel reaction station complete with accessories |  |  | NA | NA | NA | NA | NA |  |  | Chemical Technology |  | 29951.92 | [7 empty] | pdas@ihbt.res.in
Ultra sonic processor VCX 750 (with temperature Monitor) complete with accessories |  |  | NA | NA | NA | NA | NA |  |  | Chemical Technology |  | 425308.66 | [7 empty] | pdas@ihbt.res.in
AV 600 Avance-III 600 MHZ FT-NMR spectra meter high performance Digital NMR Spectrometer complete with accessories |  |  | NA | NA | NA | NA | NA |  |  | Chemical Technology |  | 33636195 | [7 empty] | pdas@ihbt.res.in
BUCHI Rotavapour System Comprising of; Rotavapor R-210/V Advanced with vaccum Pump with Condenser (Vertical) Normal glass, Drive unit, Motorised electronic Quick-Acllon Jack and atuomatic lifting of the flasks druing a power failure, insulating heating bath B-491 with digital display 20... 180. C Item no : 23011V01110 |  |  | NA | NA | NA | NA | NA |  |  | Chemical Technology |  | 346522.84 | [7 empty] | pdas@ihbt.res.in
MSW-269, Ultrasonic cleaning Bath, model UCB-50 cap. 50 ltr. |  |  | NA | NA | NA | NA | NA |  |  | Chemical Technology |  | 51085.13 | [7 empty] | pdas@ihbt.res.in
Buchi Rotary evaporator System no. 230 11VO1112 Rotavapor, R-210 with V-850 ,V29/32 , + vaccum pump, heating bath B-491 , Recirculating Chiller F-105 |  |  | NA | NA | NA | NA | NA |  |  | Chemical Technology |  | 3127875 | [7 empty] | pdas@ihbt.res.in
Visual Melting range Apparatus (MRVIS + basic unit) (MR-16370321) with accessories |  |  | NA | NA | NA | NA | NA |  |  | Chemical Technology |  | 250000 | [7 empty] | pdas@ihbt.res.in
Refrigerated circulating liquid bath MSW-270 (R-SPL) MAC-make lead for external unit control application to external system Circulating with build in pump for efficient circulating unit |  |  | NA | NA | NA | NA | NA |  |  | Chemical Technology |  | 499363 | [7 empty] | pdas@ihbt.res.in
1) AT microwave 200 including cable, spillbin , tabe, air nose basic tools |  |  | NA | NA | NA | NA | NA |  |  | Chemical Technology |  | 14100 | [7 empty] | pdas@ihbt.res.in
1)THS -09025 Continous flow hydrogeneration unit H-cube pro laboratory equipment 1 db/ pcs |  |  | NA | NA | NA | NA | NA |  |  | Chemical Technology |  | 6172361.25 | [7 empty] | pdas@ihbt.res.in
Accessories of Shimadzu G-2010 a) Auto Injector 221-71075 -38 AOC-201 b) Auto samples AOC-2015 with 1.5 ml sample vail rack |  |  | NA | NA | NA | NA | NA |  |  | Chemical Technology |  | 625128 | [7 empty] | pdas@ihbt.res.in
Oven Hot Air Universal sentwin |  |  | NA | NA | NA | NA | NA |  |  | Chemical Technology |  | 18450 | [7 empty] | pdas@ihbt.res.in
Dry Ice Maker |  |  | NA | NA | NA | NA | NA |  |  | Chemical Technology |  | 77625 | [7 empty] | pdas@ihbt.res.in
Hot air oven (600 x 600 x 900 mm) Model no. RT-150 make- Relitech |  |  | NA | NA | NA | NA | NA |  |  | Chemical Technology |  | 149625 | [7 empty] | pdas@ihbt.res.in
Mass flow controller model - mc-100 SCCM-D-DB9M/5M, 5IN, RN, LVD, RVD. Sr.no 449490 |  |  | NA | NA | NA | NA | NA |  |  | Chemical Technology |  | 128502 | [7 empty] | pdas@ihbt.res.in
Digital Temperature Control Unit |  |  | NA | NA | NA | NA | NA |  |  | Chemical Technology |  | 493240 | [7 empty] | pdas@ihbt.res.in
Vacuum pump with control valves |  |  | NA | NA | NA | NA | NA |  |  | Chemical Technology |  | 383500 | [7 empty] | pdas@ihbt.res.in
High pressure & Low temperature hydrothermal |  |  | NA | NA | NA | NA | NA |  |  | Chemical Technology |  | 479080 | [7 empty] | pdas@ihbt.res.in
Solvent feed pump SS316 |  |  | NA | NA | NA | NA | NA |  |  | Chemical Technology |  | 484980 | [7 empty] | pdas@ihbt.res.in
Reflux and distillation condensation equipment |  |  | NA | NA | NA | NA | NA |  |  | Chemical Technology |  | 466100 | [7 empty] | pdas@ihbt.res.in
Magnetic drive with stirrer |  |  | NA | NA | NA | NA | NA |  |  | Chemical Technology |  | 477900 | [7 empty] | pdas@ihbt.res.in
Flow reactor system |  |  | NA | NA | NA | NA | NA |  |  | Chemical Technology |  | 398840 | [7 empty] | pdas@ihbt.res.in
Double Stage Double Meter Brass Body Regulator fitted with stainless steel diaphragm (Make GCE Germany) with Inlet Pressure Gauge: (0-250kg) cm2 (Working Range: 0-10 kg/cm2) suitable for a) Oxygen b) Hydrogen |  |  | NA | NA | NA | NA | NA |  |  | Chemical Technology |  | 23600 | [7 empty] | pdas@ihbt.res.in
1.0 Milliliter vaccum Pump Sr. No. 167811-22-BAHB150 against GEM contract no. GEMC-511687745967025 dtd. 26.Jul.2024 |  |  | NA | NA | NA | NA | NA |  |  | Chemical Technology |  | 89900 | [7 empty] | pdas@ihbt.res.in
Refrigerator Capacity-515 ltr external size (Wxdxh)mm - 23x27x79 Temperature range-20C-80C Cooling performance-4C |  |  | NA | NA | NA | NA | NA |  |  | Chemical Technology |  | 84000 | [7 empty] | pdas@ihbt.res.in
9801 Water Bath round |  |  | NA | NA | NA | NA | NA |  |  | Chemical Technology |  | 6814 | [7 empty] | arvindkant@ihbt.res.in
Freeze Dyer Rohan with shell freezer LED -5505-3 |  |  | NA | NA | NA | NA | NA |  |  | Chemical Technology |  | 1183802.92 | [7 empty] | arvindkant@ihbt.res.in
Refrigerator videocon D.P. Cap. 37 ltr. |  |  | NA | NA | NA | NA | NA |  |  | Chemical Technology |  | 2327 | [7 empty] | arvindkant@ihbt.res.in
Rotary Evaporator strike 202/B code no SQF V00968 vertical version complete with accessories |  |  | NA | NA | NA | NA | NA |  |  | Chemical Technology |  | 307446.36 | [7 empty] | arvindkant@ihbt.res.in
Rotary Evaporator strike 202/B code no SQF V00968 vertical version complete with accessories |  |  | NA | NA | NA | NA | NA |  |  | Chemical Technology |  | 614326.37 | [7 empty] | arvindkant@ihbt.res.in
Spray dryer system LSD-48 (Export Model) Complete with accessories |  |  | NA | NA | NA | NA | NA |  |  | Chemical Technology |  | 59158.48 | [7 empty] | arvindkant@ihbt.res.in
1) Perculator Extractors 100 ltr 2) Perculator Extractors 50 ltr 3)Perculator Extractors 25 ltr |  |  | NA | NA | NA | NA | NA |  |  | Chemical Technology |  | 80500 | [7 empty] | arvindkant@ihbt.res.in
Grinding Machine Complete with 3/4 Hp Motor & accessories |  |  | NA | NA | NA | NA | NA |  |  | Chemical Technology |  | 234813.77 | [7 empty] | arvindkant@ihbt.res.in
Secoz make lab willey mill heavy duty with 1HP Motor 1& 220V, improved with polished Chamber size 200 x 75 mm |  |  | NA | NA | NA | NA | NA |  |  | Chemical Technology |  | 37234.89 | [7 empty] | arvindkant@ihbt.res.in
Mini essential Oil distillation Unit (SS) Cap 5kg batch Complete set |  |  | NA | NA | NA | NA | NA |  |  | Chemical Technology |  | 24050 | [7 empty] | arvindkant@ihbt.res.in
Dionex accelerated Solvent Extraction system Module ASE 200 with Solvent Controller, auto ASE software Extraction cells, Pump, fitting and all order accessories. |  |  | NA | NA | NA | NA | NA |  |  | Chemical Technology |  | 2573715.8 | [7 empty] | vijai@ihbt.res.in
Automated Flash Chromatography System Isolera one Part No. ISO-ISW Complete with accessories |  |  | NA | NA | NA | NA | NA |  |  | Chemical Technology |  | 1231166.48 | [7 empty] | vijai@ihbt.res.in
Analytical Balance Model No. BSD2345CW |  |  | NA | NA | NA | NA | NA |  |  | Chemical Technology |  | 79625 | [7 empty] | vijai@ihbt.res.in
High Capacity Vaccum Pump with Pressure 4.1 |  |  | NA | NA | NA | NA | NA |  |  | Chemical Technology |  | 125136.39 | [7 empty] | vijai@ihbt.res.in
Rotavapur System R 218 with Pump V-7A 230 V with accessories |  |  | NA | NA | NA | NA | NA |  |  | Chemical Technology |  | 402353.79 | [7 empty] | vijai@ihbt.res.in
Buchi Evaporator System No. 23011V01112 Rota R-210 V-850 , V29/32 , Heating Bath B-49120 , 180'c + vaccum Pump with Chiller F-105 Sr No. 11984141, 1000183519 |  |  | NA | NA | NA | NA | NA |  |  | Chemical Technology |  | 625100 | [7 empty] | vijai@ihbt.res.in
MCP-100 Modular Circular polarimeter with aal acessories |  |  | NA | NA | NA | NA | NA |  |  | Chemical Technology |  | 570000 | [7 empty] | vijai@ihbt.res.in
G3440B Agilent 7890 B series GC with accessoroies |  |  | NA | NA | NA | NA | NA |  |  | Chemical Technology |  | 6220333 | [7 empty] | vijai@ihbt.res.in
PT cast Iron vaccum pump, air tank against gem contract no GEMC-511687712751225 dtd. 28.10.2024 |  |  | NA | NA | NA | NA | NA |  |  | Chemical Technology |  | 35000 | [7 empty] | vijai@ihbt.res.in
Shimadzu UV vis Spectrophotometer Model UV 2600 with acessories |  |  | NA | NA | NA | NA | NA |  |  | Agrotechnology |  | 668693.07 | [7 empty] | palpk@ihbt.res.in
MSW 302 Rotary Flask Shaker Size: 65 x 65cm Cap: 250 ml |  |  | NA | NA | NA | NA | NA |  |  | Agrotechnology |  | 101966 | [7 empty] | palpk@ihbt.res.in
MSW-342 Laboratory Grinder Model: WG207 Chamber size 200 x 75mm with SS chamber with Four SS sleves + two brushes with motor |  |  | NA | NA | NA | NA | NA |  |  | Agrotechnology |  | 121622 | [7 empty] | palpk@ihbt.res.in
Digital Weighing balance |  |  | NA | NA | NA | NA | NA |  |  | Agrotechnology |  | 37125 | [7 empty] | palpk@ihbt.res.in
Double stage pressure regulator |  |  | NA | NA | NA | NA | NA |  |  | Agrotechnology |  | 6569 | [7 empty] | palpk@ihbt.res.in
989 Hot Plate Cost Type |  |  | NA | NA | NA | NA | NA |  |  | Chemical Technology |  | 4830 | [7 empty] | vikaskumar@ihbt.res.in
FlamingoTm Kuhler Series Air Cooled Screw Chilled 18.20 TR 0.00.C. Chilled Brine Temperature. Model No. AACRPOO Kuhler |  |  | NA | NA | NA | NA | NA |  |  | Chemical Technology |  | 14620500 | [7 empty] | vikaskumar@ihbt.res.in
Deep freezer horizontal type (Blue Star) |  |  | NA | NA | NA | NA | NA |  |  | Chemical Technology |  | 101600 | [7 empty] | vikaskumar@ihbt.res.in
Hot Air oven bottom heated doulde walled size 455 × 455 × 45 mm |  |  | NA | NA | NA | NA | NA |  |  | Chemical Technology |  | 28782 | [7 empty] | vikaskumar@ihbt.res.in
Extraction Plant 2200 Ltrs. Complete with all accessories |  |  | NA | NA | NA | NA | NA |  |  | Chemical Technology |  | 270315 | [7 empty] | vikaskumar@ihbt.res.in
Pulveriser Jagat make with feed hopper, griding mill, whizzlers, blowers and other accessories and spares complete . |  |  | NA | NA | NA | NA | NA |  |  | Chemical Technology |  | 199640 | [7 empty] | vikaskumar@ihbt.res.in
Oil fire station steam boiler energy pack make Cap. 500 kg/hrs. Complete with accessories icludes oil tank , water tank, flame proof motor, with pump assembly all fitting. |  |  | NA | NA | NA | NA | NA |  |  | Chemical Technology |  | 668300 | [7 empty] | vikaskumar@ihbt.res.in
Rotary advisor make shachi model ATM - 60 Application Pilot scale shachi make spray dryer (10 Kg). motor 0.5 HP/2 Pole accessories |  |  | NA | NA | NA | NA | NA |  |  | Chemical Technology |  | 444000 | [7 empty] | vikaskumar@ihbt.res.in
Disentegrator for Plant material Cap. 2Q/ hr. with motor of 15HP, Starter discharge chute and other accessories. |  |  | NA | NA | NA | NA | NA |  |  | Chemical Technology |  | 307188 | [7 empty] | vikaskumar@ihbt.res.in
Steam Generator of Cap. 800 Kg/hr. complete with accessories ik steam Boiler Heater , Chiminey, Tanks, water softner pump and other parties. |  |  | NA | NA | NA | NA | NA |  |  | Chemical Technology |  | 1076126 | [7 empty] | vikaskumar@ihbt.res.in
Mini solvent extraction unit 10 Kg/Batch Aneber make complete. |  |  | NA | NA | NA | NA | NA |  |  | Chemical Technology |  | 382182 | [7 empty] | vikaskumar@ihbt.res.in
Solvent Pump Horizontal centrifuge MDC-SS-316 with HP inductor Motor 415 V a.c MS frame with mounting is fitting handle. |  |  | NA | NA | NA | NA | NA |  |  | Chemical Technology |  | 66000 | [7 empty] | vikaskumar@ihbt.res.in
Spray dryer with Cap. Of water evaporation, 10 Kg/hr with chamber and door, feed tank, pump , centrifugal pump , cydone super heater, compressor air dryer, modulating motor, pressure transmitters round type below , control panel, PID Contractor, compressure with receiver etc. |  |  | NA | NA | NA | NA | NA |  |  | Chemical Technology |  | 164268 | [7 empty] | vikaskumar@ihbt.res.in
Vaccum Pump perfit double storage oil sealed air cooled v-belt driven and mounted on brass plate with belt guard etc. |  |  | NA | NA | NA | NA | NA |  |  | Chemical Technology |  | 49650.3 | [7 empty] | vikaskumar@ihbt.res.in
Rose Oil Distillation Unit Complete |  |  | NA | NA | NA | NA | NA |  |  | Chemical Technology |  | 157455 | [7 empty] | vikaskumar@ihbt.res.in
Modified Cohobation head column with accessories |  |  | NA | NA | NA | NA | NA |  |  | Chemical Technology |  | 65376.85 | [7 empty] | vikaskumar@ihbt.res.in
FTNMR Spectrometer advance one way electronics 300 MHZ digital high resolution NMR System. |  |  | NA | NA | NA | NA | NA |  |  | Chemical Technology |  | 6505514 | [7 empty] | shivkumar@ihbt.res.in
Refrigerator Kelvinator Electrolux-325 Ltrs. |  |  | NA | NA | NA | NA | NA |  |  | Chemical Technology |  | 20990 | [7 empty] | shivkumar@ihbt.res.in
UPLC/ UHPLC / Ultrapast HPLC System with accessories |  |  | NA | NA | NA | NA | NA |  |  | Chemical Technology |  | 887799.14 | [7 empty] | shivkumar@ihbt.res.in
Hot air oven set with model RKB-501 size 600 x 600 x 600mm |  |  | NA | NA | NA | NA | NA |  |  | Chemical Technology |  | 29025 | [7 empty] | shivkumar@ihbt.res.in
48" Dia SS 316 Hydraulic lifting Type 4 point cetrifuge machine with 15 Hp Crompton Motor and ABB Make VFD M/C No. AIM273 |  |  | NA | NA | NA | NA | NA |  |  | Chemical Technology |  | 3484367 | [7 empty] | vivesh@ihbt.res.in
Buchi rota Vapor system comprising of Rotavapor R-210 / V Advanced with Vaccum Pump with Condenser (vertical) Normal Glass, Drive Unit, Motorised Electronic Quick-action Jack and automatic lifting of the flask during a power failure .Item No. 23011V01110 |  |  | NA | NA | NA | NA | NA |  |  | Chemical Technology |  | 388647 | [7 empty] | vivesh@ihbt.res.in
MSW-323 , Rotary sieve Shaker with Mechanical Timer |  |  | NA | NA | NA | NA | NA |  |  | Chemical Technology |  | 70639 | [7 empty] | vivesh@ihbt.res.in
MSW-211 , OUD -336 (SAD) Hot Air oven Universal |  |  | NA | NA | NA | NA | NA |  |  | Chemical Technology |  | 98280 | [7 empty] | vivesh@ihbt.res.in
Laboratory scale membrane filtrate unit Mischotech |  |  | NA | NA | NA | NA | NA |  |  | Chemical Technology |  | 759375 | [7 empty] | vivesh@ihbt.res.in
Essential oil fractional Distillation Unit |  |  | NA | NA | NA | NA | NA |  |  | Chemical Technology |  | 1069662 | [7 empty] | vivesh@ihbt.res.in
Filter Press Plate and Frame sparkler Type Complete. |  |  | NA | NA | NA | NA | NA |  |  | Chemical Technology |  | 200054 | [7 empty] | vivesh@ihbt.res.in
Digital Magnetic stirrer hot Plate Tarson Make Sr No. 140115 Model MC 03 |  |  | NA | NA | NA | NA | NA |  |  | Chemical Technology |  | 31694 | [7 empty] | vivesh@ihbt.res.in
Essential oil distillation with Cap. 5Kg. |  |  | NA | NA | NA | NA | NA |  |  | Chemical Technology |  | 16800 | [7 empty] | vivesh@ihbt.res.in
Supercrictical fluid Extraction system Model SFE 5000 F2 base complete with accessories |  |  | NA | NA | NA | NA | NA |  |  | Chemical Technology |  | 5153449.72 | [7 empty] | vivesh@ihbt.res.in
Rose oil distillation Unit 400 kg with distillation tank, Condenser , reciever cam seperator, reboiler, Cohabation tower storage tank etc. |  |  | NA | NA | NA | NA | NA |  |  | Chemical Technology |  | 363465 | [7 empty] | vivesh@ihbt.res.in
Tarsons Die Cast Alumnium Microprocessor Controlled Magnetic Stirrer |  |  | NA | NA | NA | NA | NA |  |  | Chemical Technology |  | 39990 | [7 empty] | vivesh@ihbt.res.in
Refrigerator Kelvinator Cap. 380 Ltr. |  |  | NA | NA | NA | NA | NA |  |  | Chemical Technology |  | 25900 | [7 empty] | pawankumar@ihbt.res.in
Max 600 Incubator shaker complete with accessories. |  |  | NA | NA | NA | NA | NA |  |  | Chemical Technology |  | 635803.04 | [7 empty] | pawankumar@ihbt.res.in
ADC2 automatic dveloping Chamber Including Humidity control Complete with accessories |  |  | NA | NA | NA | NA | NA |  |  | Chemical Technology |  | 1872014.39 | [7 empty] | pawankumar@ihbt.res.in
HPTLS system Camag Complete with all accessories TLC Samples ATS-4 , P-IV. Prep. System & Canner 3 WIN CAT Plan Twin Length Chamber TLCS canner & spray Cabinet with Digital Camera WINCATS option Laibrary, UV Cabinet |  |  | NA | NA | NA | NA | NA |  |  | Chemical Technology |  | 2169985 | [7 empty] | pawankumar@ihbt.res.in
Ultrasonic Claner CUN-SK2210 HPL heating Cap. 3 litre. |  |  | NA | NA | NA | NA | NA |  |  | Chemical Technology |  | 68485 | [7 empty] | pawankumar@ihbt.res.in
HPLC System Shimadzu LC10 ATTVP Complete with accessories |  |  | NA | NA | NA | NA | NA |  |  | Chemical Technology |  | 1156655.64 | [7 empty] | pawankumar@ihbt.res.in
HPLC Detector, Head, Polymer (PELS-1000) ezeetice PC system with accessories HP Colour HP 2550 mobile phase filtration assembly (glan) millipore vaccum pump |  |  | NA | NA | NA | NA | NA |  |  | Chemical Technology |  | 520770.06 | [7 empty] | pawankumar@ihbt.res.in
228-4500 738 SIC 20AC autosampler for HPLC Shimadzu |  |  | NA | NA | NA | NA | NA |  |  | Chemical Technology |  | 1242827.32 | [7 empty] | pawankumar@ihbt.res.in
Chart type freezer RA 34BF |  |  | NA | NA | NA | NA | NA |  |  | Chemical Technology |  | 32597 | [7 empty] | pawankumar@ihbt.res.in
Automatic Phase sequence unit 3 Phase, 5KVA, Load PSUSPP |  |  | NA | NA | NA | NA | NA |  |  | Chemical Technology |  | 6400 | [7 empty] | pawankumar@ihbt.res.in
Digital Ultrasonic bath with operating range 220 V &50 60 HZ outer dimensions 248 MMx 229 MM , inner dimensions. |  |  | NA | NA | NA | NA | NA |  |  | Chemical Technology |  | 46828 | [7 empty] | pawankumar@ihbt.res.in
Buchi Rotary evaporator System , No. 23011V01112 Rota-R-210 with V850 V29/32 with Heating Bath B-491, 20-180 'c + Vaccum Pump+ Chiller F-105 Sr No. 1000183516 , 1187214 |  |  | NA | NA | NA | NA | NA |  |  | Chemical Technology |  | 615478.29 | [7 empty] | dineshkumar@ihbt.res.in
Rota Vapor Buchi R-300 with vacuum pump V-100 |  |  | NA | NA | NA | NA | NA |  |  | Chemical Technology |  | 452616.52 | [7 empty] | dineshkumar@ihbt.res.in
Automated Flash chromatography System |  |  | NA | NA | NA | NA | NA |  |  | Chemical Technology |  | 1952000 | [7 empty] | dineshkumar@ihbt.res.in
Carbohydrate Analyser complete with accessories Metrochrome Make No. 29401550IC Varione Ses/PP/LPG Sr No. 2490155000033372 |  |  | NA | NA | NA | NA | NA |  |  | Chemical Technology |  | 4299365.31 | [7 empty] | dineshkumar@ihbt.res.in
DB 6.0 KVA microprocessor controlled true line UPS model LN-51 with battery back-up (sr. no -5100-01/1005) |  |  | NA | NA | NA | NA | NA |  |  | Chemical Technology |  | 122556 | [7 empty] | dineshkumar@ihbt.res.in
Spinix TM-Vortex shaker (MC-01) Code 3020 |  |  | NA | NA | NA | NA | NA |  |  | Dietetics & Nutrition Technology |  | 40127 | [7 empty] | damanpreet@ihbt.res.in
Dancing Shaker code 3040 |  |  | NA | NA | NA | NA | NA |  |  | Dietetics & Nutrition Technology |  | 70396 | [7 empty] | damanpreet@ihbt.res.in
Hot Air oven , MSW-211 28 Ltrs. capacity Model No. DVD28, Sr No. 0216-029 |  |  | NA | NA | NA | NA | NA |  |  | Dietetics & Nutrition Technology |  | 41177 | [7 empty] | damanpreet@ihbt.res.in
1900090 ultrasonic cleaner S.S tank 9 Ltr. Sr no. 2865 |  |  | NA | NA | NA | NA | NA |  |  | Dietetics & Nutrition Technology |  | 66430 | [7 empty] | damanpreet@ihbt.res.in
Mini sub Cell GT Systems, Mini horizontal Electrophoresis system, includes 8 and 15 well combs 7x10 cm UV Transparent Tray, mini gel caster. (make BIO-RAD Laborataries. |  |  | NA | NA | NA | NA | NA |  |  | Dietetics & Nutrition Technology |  | 69750 | [7 empty] | damanpreet@ihbt.res.in
Nikon trinocular Stero Microscope Model SMZ-800 N with camera attachment and accessories. |  |  | NA | NA | NA | NA | NA |  |  | Dietetics & Nutrition Technology |  | 211538.25 | [7 empty] | damanpreet@ihbt.res.in
Reverse Osmosis system with a capacity of 50 1PP |  |  | NA | NA | NA | NA | NA |  |  | Dietetics & Nutrition Technology |  | 53143.75 | [7 empty] | damanpreet@ihbt.res.in
MSW-721 Double Unit organ bath thermostatic |  |  | NA | NA | NA | NA | NA |  |  | Dietetics & Nutrition Technology |  | 20248 | [7 empty] | damanpreet@ihbt.res.in
BOD Incubator Temp. Control (Ralitoh) 450 x 410 x 610 mm |  |  | NA | NA | NA | NA | NA |  |  | Dietetics & Nutrition Technology |  | 54543 | [7 empty] | damanpreet@ihbt.res.in
1) Dry Block Heater-2 Indent no. 0004025200 2) PT1000.90 Temperature sensor stainless Steel Indent no. 000448060 |  |  | NA | NA | NA | NA | NA |  |  | Chemical Technology |  | 99811 | [7 empty] | upendra@ihbt.res.in
Shimadzu Gas Chromatography Model No. GC-2010 Plus AF Part No. 22173020-58 with accessories |  |  | NA | NA | NA | NA | NA |  |  | Chemical Technology |  | 1660325.66 | [7 empty] | upendra@ihbt.res.in
Shimadzu FTIR spectrometer Model IR Prestige 21 Complete with accessories |  |  | NA | NA | NA | NA | NA |  |  | Chemical Technology |  | 1192880 | [7 empty] | upendra@ihbt.res.in
Discover Bench model scale up microwave synthesis with complete accessories |  |  | NA | NA | NA | NA | NA |  |  | Chemical Technology |  | 1322838.9 | [7 empty] | upendra@ihbt.res.in
Shimadzu UV-VIS spectra meter 2600 with accessories |  |  | NA | NA | NA | NA | NA |  |  | Chemical Technology |  | 383075 | [7 empty] | upendra@ihbt.res.in
Refrigerator Samsung Double door 530 ltr. Cap. Sr No. 500542BL |  |  | NA | NA | NA | NA | NA |  |  | Chemical Technology |  | 81000 | [7 empty] | upendra@ihbt.res.in
Homogenizer hand held Model no. MT-30K with 1250ml capacity head |  |  | NA | NA | NA | NA | NA |  |  | Chemical Technology |  | 52500 | [7 empty] | upendra@ihbt.res.in
Low tem bath with magnetic stirrer PSL-1810 with annulax vaccuum insulation for excellent temperature. |  |  | NA | NA | NA | NA | NA |  |  | Chemical Technology |  | 1047840 | [7 empty] | upendra@ihbt.res.in
Thermo hygrometer HTC-I with NABL calibration |  |  | NA | NA | NA | NA | NA |  |  | Chemical Technology |  | 13806 | [7 empty] | upendra@ihbt.res.in
Oven (Hot Air Sterilizer ) Size (605 x 605 x 605) 24" x 24" x 24" Cap. 24 ltr with 2 shelf |  |  | NA | NA | NA | NA | NA |  |  | Chemical Technology |  | 161121 | [7 empty] | pamita@ihbt.res.in
Everyone plus cascade freeze dry system (Bench top model) with accessories |  |  | NA | NA | NA | NA | NA |  |  | Chemical Technology |  | 637284.5 | [7 empty] | pamita@ihbt.res.in
Water Acquity UPLC-H amino acid analyzer System with accessories |  |  | NA | NA | NA | NA | NA |  |  | Chemical Technology |  | 4067511.38 | [7 empty] | pamita@ihbt.res.in
Buchi rotary evaporator system No. 23011 vo112 Rotavapor R-210 with heating Bath B-491 20-180 c Vaccum pump |  |  | NA | NA | NA | NA | NA |  |  | Chemical Technology |  | 388647 | [7 empty] | pamita@ihbt.res.in
Shimadzu uv-vis spectrophotometer model UV-2450 with accessories |  |  | NA | NA | NA | NA | NA |  |  | Chemical Technology |  | 383075 | [7 empty] | pamita@ihbt.res.in
Elma sonic S Ultrasonic Cleaner Model S300H with Heating P. No. 1071162 |  |  | NA | NA | NA | NA | NA |  |  | Chemical Technology |  | 1816875 | [7 empty] | pamita@ihbt.res.in
Development and installation of electronic control and monitoring system |  |  | NA | NA | NA | NA | NA |  |  | Chemical Technology |  | 4775513 | [7 empty] | sanjeet@ihbt.res.in
Fabrication of Face Fate System |  |  | NA | NA | NA | NA | NA |  |  | Chemical Technology |  | 228000 | [7 empty] | sanjeet@ihbt.res.in
Microplate Spectrophotometer tecan infinite M-200 complete with accessories |  |  | NA | NA | NA | NA | NA |  |  | Dietetics & Nutrition Technology |  | 727120.38 | [7 empty] | ankitsaneja@ihbt.res.in
Color Reader Model CR-6, Spectral Range 400-700 nmm, Color difference formula: DEXAB, Display Data: Sample Chromaticity value, Displayed accuracy: 0.01 ag |  |  | NA | NA | NA | NA | NA |  |  | Dietetics & Nutrition Technology |  | 72000 | [7 empty] | ankitsaneja@ihbt.res.in
BOD -150 Refrigerated Incubator 150Ltr. -10 to 60 degree S/N. 101122N053D |  |  | NA | NA | NA | NA | NA |  |  | Planning Project Monitoring and Evaluation / Biotechnology |  | 157968.8 | [7 empty] | aparna@ihbt.res.in
ESCO Airstream Horizontal Laminar Flow Cabinet 4FT/12M Item Code: AHC-4DI, Complete with all accessories |  |  | NA | NA | NA | NA | NA |  |  | Planning Project Monitoring and Evaluation / Biotechnology |  | 176981.2 | [7 empty] | aparna@ihbt.res.in
Low Temperature Freezer (Refrigerator) Make – LG, Double Door, Capacity – 639 Litre, Model –GR-13812GSPH |  |  | NA | NA | NA | NA | NA |  |  | Planning Project Monitoring and Evaluation / Biotechnology |  | 68000 | [7 empty] | aparna@ihbt.res.in
Environment Room |  |  | NA | NA | NA | NA | NA |  |  | Planning Project Monitoring and Evaluation / Biotechnology |  | 74034 | [7 empty] | aparna@ihbt.res.in
Biotech Room micro climate |  |  | NA | NA | NA | NA | NA |  |  | Planning Project Monitoring and Evaluation / Biotechnology |  | 17828 | [7 empty] | aparna@ihbt.res.in
Photoperiodic simulator Quantity-02 Nos. |  |  | NA | NA | NA | NA | NA |  |  | Planning Project Monitoring and Evaluation / Biotechnology |  | 35476 | [7 empty] | aparna@ihbt.res.in
Sequential Timer model |  |  | NA | NA | NA | NA | NA |  |  | Planning Project Monitoring and Evaluation / Biotechnology |  | 30436 | [7 empty] | aparna@ihbt.res.in
Microbial indentification system |  |  | NA | NA | NA | NA | NA |  |  | Planning Project Monitoring and Evaluation / Biotechnology |  | 2621104.2 | [7 empty] | aparna@ihbt.res.in
Oven Universal super Deluxe Model made of S.S., Size (605x605x605mm) NSW-143)No. OVD 224(SAD) |  |  | NA | NA | NA | NA | NA |  |  | Environmental Technology |  | 83825 | [7 empty] | ashoksingh@ihbt.res.in
1) Distillation Unit Consisting of following items 2) Steel Tube Tagha Condenser 3) Oil Receiver / Separator 4) Chimney 5) HDPE over Head Tank 1000 litre Capacity 6) S. S. tanks 200 Litre cap. 7) Monoblock Centrifugal Pump, 1HP 8) S.S. Stool |  |  | NA | NA | NA | NA | NA |  |  | Environmental Technology |  | 858300 | [7 empty] | ashoksingh@ihbt.res.in
Essential oil distillation unit 10Kg Capacity Model Edu S. capacity 50lt raw material cap. 10Kg Material of const. ss304, Type Direct fuel oil , Borosil Glan receiver |  |  | NA | NA | NA | NA | NA |  |  | Environmental Technology |  | 34459 | [7 empty] | ashoksingh@ihbt.res.in
Portable pump set, MK-10 Greaves make single cylinder 4 stroke, air cooled 2HP engine, kerosene petrol start, 2” suction and delivery pump fuel tank 2.75 lts suction pipe 3mm flat valve complete set |  |  | NA | NA | NA | NA | NA |  |  | Environmental Technology |  | 18500 | [7 empty] | ashoksingh@ihbt.res.in
NSW-192 Seed Germinator (Single chamber) make NSW Model SGA-8Lt with Lighting, LCD Display with Stainless Steel trays |  |  | NA | NA | NA | NA | NA |  |  | Environmental Technology |  | 214206 | [7 empty] | ashoksingh@ihbt.res.in
Weather meter model kestrel 5500 with USB interface |  |  | NA | NA | NA | NA | NA |  |  | Environmental Technology |  | 49500 | [7 empty] | ashoksingh@ihbt.res.in
Light meter part no. 3415F s. no. 4305 |  |  | NA | NA | NA | NA | NA |  |  | Environmental Technology |  | 33943 | [7 empty] | ashoksingh@ihbt.res.in
Fabrication of Dry Toilet against PO No: PO/IHBT/4(234)2024/PVR/1959/LPC dtd. 17.01.2024 |  |  | NA | NA | NA | NA | NA |  |  | Environmental Technology |  | 497960 | [7 empty] | ashoksingh@ihbt.res.in
Nikon Laser Rangefinder with 6X magnification and max range of 1600 meter |  |  | NA | NA | NA | NA | NA |  |  | Environmental Technology |  | 44879 | [7 empty] | ashoksingh@ihbt.res.in
Fabrication on Toilet Bath |  |  | NA | NA | NA | NA | NA |  |  | Environmental Technology |  | 495000 | [7 empty] | ashoksingh@ihbt.res.in
Cold Room Blue Star make, Prefabricated Size 11’’x 7’’x 9’’x 8’’x 7’’x 3’’ with Cooling Unit Model BR-1511 RCO -15 with Four Fans, Sliding Door 3Q Compressor Lights 2 Nos. |  |  | NA | NA | NA | NA | NA |  |  | Agrotechnology |  | 279900 | [7 empty] | bhavya@ihbt.res.in
ISI Q Track IAQ Monitor Model – 7575x S/No. – 7575 x 1610010, includes Instruments Hard Carrying case 4 Alkaline Batteries, USB Cables Track Pro Software, Operation Manual AC Adaptor Calibration & Warranty Certificate with IAQ Probes, Model – 982 for Co2, Temp. Humidity & Col S/No. P16110020) model 984 Probe for VOC (PPB), Temp. S/No. –P-16100048, Model 986 for VOC (PPB) Co2, Temp. & Humidity (S/No. P-16110037) |  |  | NA | NA | NA | NA | NA |  |  | Agrotechnology |  | 1218150 | [7 empty] | bhavya@ihbt.res.in
GFG make Multi Gas Detector Model No. G-460 (S/N. 15102802) for Co2-CH4, CO/H2S, NO2 & SOZ (NIMH Version with Pump (S/N. 15075206) |  |  | NA | NA | NA | NA | NA |  |  | Agrotechnology |  | 399500 | [7 empty] | bhavya@ihbt.res.in
K-WOK Bench Top Density Meter against Gem contract no GEMC-511687746473504 dtd. 01.Oct.2024 |  |  | NA | NA | NA | NA | NA |  |  | Agrotechnology |  | 80000 | [7 empty] | bhavya@ihbt.res.in
Gel Documentation System |  |  | NA | NA | NA | NA | NA |  |  | Agrotechnology |  | 499900 | [7 empty] | sanatsujat@ihbt.res.in
Refrigerator LG Make best choice |  |  | NA | NA | NA | NA | NA |  |  | Agrotechnology |  | 12800 | [7 empty] | sanatsujat@ihbt.res.in
Laminar work state H2, Floor standing size 51”x36’’x56’’ SS top sliding front floor uv light |  |  | NA | NA | NA | NA | NA |  |  | Agrotechnology |  | 46244 | [7 empty] | sanatsujat@ihbt.res.in
Laboratory Analytical Horizontal 1sic working pressure 10-20 PSI boiler size 750x500 mm 152 HC cap. |  |  | NA | NA | NA | NA | NA |  |  | Agrotechnology |  | 91713.6 | [7 empty] | sanatsujat@ihbt.res.in
Hot Air Oven 605x605x910mm digital microprocessor based control LED display inner closer made of stainless steel |  |  | NA | NA | NA | NA | NA |  |  | Agrotechnology |  | 79000 | [7 empty] | sanatsujat@ihbt.res.in
Analytical Balance AE-240 |  |  | NA | NA | NA | NA | NA |  |  | Agrotechnology |  | 74450 | [7 empty] | sanatsujat@ihbt.res.in
Digital Electronic Balance Make Model CX-223 |  |  | NA | NA | NA | NA | NA |  |  | Agrotechnology |  | 84175 | [7 empty] | sanatsujat@ihbt.res.in
Weighing Machine Capacity 100 Kg S/N. 60595905 |  |  | NA | NA | NA | NA | NA |  |  | Agrotechnology |  | 14844 | [7 empty] | sanatsujat@ihbt.res.in
Electronic Digital Weighing Balance |  |  | NA | NA | NA | NA | NA |  |  | Agrotechnology |  | 27000 | [7 empty] | sanatsujat@ihbt.res.in
HH2 Moisture Meter with box |  |  | NA | NA | NA | NA | NA |  |  | Agrotechnology |  | 28910.31 | [7 empty] | sanatsujat@ihbt.res.in
UV 26-256/312 UV Trans illuminator 254 + 3 KVA |  |  | NA | NA | NA | NA | NA |  |  | Agrotechnology |  | 99958 | [7 empty] | sanatsujat@ihbt.res.in
MS-211 Oven-336, SAD Hot air oven Universal size 605*605*910mm |  |  | NA | NA | NA | NA | NA |  |  | Agrotechnology |  | 83845 | [7 empty] | sanatsujat@ihbt.res.in
Hot Air overn MSW-211 (SPL) Model OUD-400 outer body made of ORC Sheet duty powder and inner chamber with adjustable trays made of stainless steel (55-304) yeade capacity 400L |  |  | NA | NA | NA | NA | NA |  |  | Agrotechnology |  | 149625 | [7 empty] | sanatsujat@ihbt.res.in
ML-4003 Electronic Balance |  |  | NA | NA | NA | NA | NA |  |  | Agrotechnology |  | 221812 | [7 empty] | sanatsujat@ihbt.res.in
Scientific/ surveying Instrument Jun 0 SC Handheld |  |  | NA | NA | NA | NA | NA |  |  | Environmental Technology |  | 183739 | [7 empty] | suniyal@ihbt.res.in
Refrigerator Double Door 253 Ltr. Samsung F.F. sr. no. RT26 FAKMAS/TL |  |  | NA | NA | NA | NA | NA |  |  | Environmental Technology |  | 18990 | [7 empty] | suniyal@ihbt.res.in
Quantum Light meter part no. 3415F sr. no. 3360 |  |  | NA | NA | NA | NA | NA |  |  | Environmental Technology |  | 25000 | [7 empty] | suniyal@ihbt.res.in
Brunton Eclipse mirror sighting compass |  |  | NA | NA | NA | NA | NA |  |  | Environmental Technology |  | 14700 | [7 empty] | suniyal@ihbt.res.in
Analytical balance ME-104, 120 gram 1 mg mettler Toledo |  |  | NA | NA | NA | NA | NA |  |  | Environmental Technology |  | 91000 | [7 empty] | suniyal@ihbt.res.in
Weighing balance black kit LCD display |  |  | NA | NA | NA | NA | NA |  |  | Environmental Technology |  | 28828 | [7 empty] | suniyal@ihbt.res.in
Hot plate magnetic stirrer with LCD display 7 inch glass |  |  | NA | NA | NA | NA | NA |  |  | Environmental Technology |  | 38931 | [7 empty] | suniyal@ihbt.res.in
80522003 pH hand held meter. PH 150 meter with double junction pH electrode ATC probe |  |  | NA | NA | NA | NA | NA |  |  | Environmental Technology |  | 39983 | [7 empty] | suniyal@ihbt.res.in
Anthocyamin meter with accessories |  |  | NA | NA | NA | NA | NA |  |  | Environmental Technology |  | 39999.75 | [7 empty] | suniyal@ihbt.res.in
Distillation unit Riviera make double stage with quartz A condenser built in quartz heater vertical panel conductivity 1.5-2.0 us/cm power |  |  | NA | NA | NA | NA | NA |  |  | Environmental Technology |  | 179246 | [7 empty] | suniyal@ihbt.res.in
Portable soil moisture measuring kit includes ML3 theta probe SMSC/d-HH2 cable pack of 4 x spare stainless steel rods HH2 moisture meter (with alkaline battery) insertion kit ML-INKI quick stand & carry case HH2 meter moisture with integral 25 connector for pc connection |  |  | NA | NA | NA | NA | NA |  |  | Environmental Technology |  | 966000 | [7 empty] | suniyal@ihbt.res.in
Digital plant canopy image model C1-110 with Acer Tab |  |  | NA | NA | NA | NA | NA |  |  | Environmental Technology |  | 1092773.61 | [7 empty] | suniyal@ihbt.res.in
Laser based tree calliper |  |  | NA | NA | NA | NA | NA |  |  | Environmental Technology |  | 124950 | [7 empty] | suniyal@ihbt.res.in
Olympus Teaching Microscope |  |  | NA | NA | NA | NA | NA |  |  | Agrotechnology |  | 24006.41 | [7 empty] | satbeer@ihbt.res.in
MXX 10DE Precision top loading balance cap. 10kg, 1gm |  |  | NA | NA | NA | NA | NA |  |  | Dietictics & Nutrition Technology |  | 39983 | [7 empty] | mahesh@ihbt.res.in
Precision balance model no. 51402 DE read 0.01gm |  |  | NA | NA | NA | NA | NA |  |  | Dietictics & Nutrition Technology |  | 77805 | [7 empty] | mahesh@ihbt.res.in
Lux meter digital |  |  | NA | NA | NA | NA | NA |  |  | Environmental Technology |  | 2376 | [7 empty] | Prakashom@ihbt.res.in
Steriozoom microscope trinocular model labomed 200 |  |  | NA | NA | NA | NA | NA |  |  | Environmental Technology |  | 64746 | [7 empty] | Prakashom@ihbt.res.in
Analytical weighing balance (Electronic ) AND model HR-120 |  |  | NA | NA | NA | NA | NA |  |  | Environmental Technology |  | 100830 | [7 empty] | Prakashom@ihbt.res.in
Monocular research microscope model RMH-4 radical( ISO-9002) |  |  | NA | NA | NA | NA | NA |  |  | Environmental Technology |  | 7554.6 | [7 empty] | Prakashom@ihbt.res.in
Class room projection microscope SKAVI with accessories 5’x10’x20 |  |  | NA | NA | NA | NA | NA |  |  | Environmental Technology |  | 7150 | [7 empty] | Prakashom@ihbt.res.in
Stereomicroscope ( Olympus make with accessories |  |  | NA | NA | NA | NA | NA |  |  | Environmental Technology |  | 112604 | [7 empty] | Prakashom@ihbt.res.in
Fumigation chamber ‘Mac’ cat. no.MSW172 size 90x60x80cm |  |  | NA | NA | NA | NA | NA |  |  | Environmental Technology |  | 31332 | [7 empty] | Prakashom@ihbt.res.in
Rescholar cat RH-53-01 fumigant chamber size 90x60x90cm complete as per specifications |  |  | NA | NA | NA | NA | NA |  |  | Environmental Technology |  | 7865 | [7 empty] | Prakashom@ihbt.res.in
Altimeter (Japan Make) Range 4500mt |  |  | NA | NA | NA | NA | NA |  |  | Environmental Technology |  | 3200 | [7 empty] | Prakashom@ihbt.res.in
Portable temperature cum humidity meter 25mm |  |  | NA | NA | NA | NA | NA |  |  | Environmental Technology |  | 690 | [7 empty] | Prakashom@ihbt.res.in
Unilab moulded GE-80 stereo binocular model |  |  | NA | NA | NA | NA | NA |  |  | Environmental Technology |  | 3107.5 | [7 empty] | Prakashom@ihbt.res.in
Oven with two inner chamber (MAC) MSW – 211 |  |  | NA | NA | NA | NA | NA |  |  | Agrotechnology |  | 142481 | [7 empty] | ramjeelalmeena@ihbt.res.in

## Worksheet 1 (hidden)
CSIR, Govt. of India
DST, Govt. of India
NPMASS, ADA, Govt. of Inda
DRDO, Govt of India
ISRO, Govt. of India
NEHU Internal Funds
Institution
MoEFCC, Govt. of India
MoFPI, Govt. of India
DST and Institution
Ministry of Education
DAE, Govt. of India
TCS Funding
SERB, DST, Govt. of India
Central Power Research Institute
MeitY, Govt. of India
DBT, Govt. of India
BRNS, Govt. of India
VGST, Govt. of Karnataka
AICTE, Govt. of India
Instituion Grant, IIT Madras
ERC Project
NFSG Project
ARDB, Govt. of India
NIT Rourkela
Inode FA Internal
Biotechnology Industry Research Assistance Council
NCBS - TIFR Core Grant
inStem Core Grant
Internal Resource Generation
NATIONAL ALUMINIUM COMPANY LTD
IISER PUNE
Ministry of Petroleum & Natural Gas, Govt of India
Institution Funding (Self Supported)
NITTTR Bhopal
Office of the Principal Scientific Adviser
Ministry of Defence
Ministry of Road Transport and Highways
Ministry of Health and Family Welfare
Ministry of MSME, Govt. of India
ICAR-CMFRI
GIA
NCCS Instramural core fund
National Institute of Immunology
NCCS Fund
DOT, Govt. of India
CDOT, New Delhi
National Security Council Secretariat
NDMA Govt of India
Vinayaka Missions Research Foundation
DME Government of Karnataka
RUSA, Govt. of India
Government of Kerala
KSCSTE Government of Kerala
ICFRE
Ministry of Textiles
SRIC Development Fund