## Final file
Equipment Name* | Approved Abbreviation | Location | Make (Manufacturer)* | Model* | Serial No* | Funding Agency Type* | Funding Agency Details (Use Comma if multiple)* | Project Title | Equipment Description | Department Name | Facility Name | Basic Cost(Rs)* | Reference Website | Equipment Status | Category* | Supplier | Supplier Email Id | Service Provider | Service Provider Email Id | Alert to be sent (Email id)*
FLUOROSCENCE LIFE TIME SPECTROPHOTOMETER |  | ground floor, c-wing c-124a main building | HORIBA JOBINYVON IBH LTD SKY PARK 5-LEVEL 1 45,FINNIESTON STREET GLASGOW G3 8U SCOTLAND UK | Flurocube | 6881 | IISER | IISER |  | 1. Main Optical Unit, 2. Motorized emission monochromator, 3. MCP-PMT detector in cooled house, 4. Assembly for MCP-PMT detection as well for peltier cooling, 5. Motorized emission optics, 6. Pulsed diode controller odule, 7. Normatl sample compartment (cuvvette) with celll holder (compatible with cryostat), 8. Acquisition software, 9. Analysis software for exponential as well as for anisotropy, 10. Preinstalled computer (with 17 inch TFT monitor) for data analysis as welll as for data acquisition. (Total price for item no 1 to 10 : 70200GBP), 11. Front face sample holder : 650GBP, 12. AUtomated polarisor in both excitation and emission side : 3500GBP, , 13. Global analysis software 845GBP, , 14. Additional processor license : 1450GBP, , 15. Model nano-LED-280 : 3000GBP, 16. Model nano-Led-375L : 7000GBP, 17. Model nano-Led-405L : 7000GBP, 18. Model nano-Led-440L : 7000GBP, 19. Model nano-Led-560 : 900GBP, 20. Model nano-Led-635L : 1500GBP, (Total price for item no. 1 to 20 after discount (Discont is 34052GBP) (Value : 68993GBP), 21. Optional things : 1. Model FC-TH-01, Refrigerated REcirculating bath : RtE-D1, Nes lab RTE7 digital circulating bath and 2. Quartz flurescence cell with stopper : 3097.50GBP, 22. Nano Led-470 L and Nano -Led - 265 : 4000 GBP Cost: 76090 GBP. ( Sr. No. : 06881 & 6882) (Sr. No. : 05965) (Sr. No. : 06881) (Sr. No. : 06878) (Sr. No. : 06760) ( Sr. No. : 06872) (Sr. No. : 06869) (Sr. No. : 06611) (Sr. No. : 06823) ( Sr. No. : 06793) (Sr. No. : 06757) ( Sr. No. : 06885 & 06886) | Chemistry | Prof. Partha Hazra | 4593051.0015 |  |  | Fluoroscence Life Time Spectrophotometer | HORIBA JOBINYVON IBH LTD SKY PARK 5-LEVEL 1 45,FINNIESTON STREET GLASGOW G3 8U SCOTLAND UK |  |  |  | p.hazra@iiserpune.ac.in
Gas Chromatography Mass Spectrometer (GC MS) |  | Cipla Building 1st floor, Instrument Room | Shimadzu (Asia Pacific) Pte Ltd 16,Science Park Drive, #01-01, The Pasteur, Singapore Science Park, Singapore - 118227 | QP-2010 Plus | 20504601709 | IISER | IISER |  | A. 1. 225-17612-34 : Shimadzu Gas Chromatograph Mass Spectrometer, QP-2010 Plus EI, PCI, NCI : 1 Nos Included, 2. 225-10662-92 : Rotary Pump, RP-1 Assy. : 1 No Included, 3. 225-13174-92 : GCMS Solutions Software, Ver. 2.5 : 1 Nos Included, 4. 225-13164-91 : NIST/EPA/NIH database, Year 2005 edition : 1 Nos Included, 5. 670-12504-2 : Hamilton Micro liter Syringe, 10ml : 1 Nos Included : 7234000Yen, B. Direct Inlet Probe : 1. 225-10695-35 : Directo Sample Inlet Probe, DI-2010 : 1 No Included, 2. 225-10662-94 : Rotary Pump, RP-2 Assy. : 1 No Included, 3. 225-09344 : Sample Cups for DI-2010 (100 pcs/pkt) : 1 Nos Included : 820000Yen, C. Set of Essential Spares and Consumables Consisting of : a. 225-10340-91 EI Filament : 2 Nos, b. 221-35507-02 : Low Bleed Septum Set, LB (50/pkt) : 1 Nos, c. 201-35584 : Injection Port Rubber Septa (20pcs/Pkt) : 10 Nos, d. 036-11203-84 : O Ring, 4D P5 (5pcs/pkt) : 2 Nos, e. 221-41444-01 : Glass Insert for split : 2 Nos, f. 221-48335-01 : Glass Insert for splitless/WBI : 2 Nos, g. 221-34121-93 : Molecular Sieve Filter : 2 Nos, h. 221-42559-92 : Filter Assy. : 2 Nos, i. 221-48441-91 : Buffer Tube Assy. : 2 Nos, j. 221-49065-91 : AU Gaskets (500pcs/pkt) : 5 Nos, k. 221-32126-05 : Capilar column Ferrule set 0.5mm (10/pkt) : 1 Nos, l. 670-15003-03 : Vespel Ferrule, VGF/004 (10pcs/pkt) : 1 Nos, m. 670-15003-04 : Vespel Ferrule, VGF/005 (10pcs/pkt) : 1 Nos, n. 670-15003-07 : Vespel Ferrule, VGF/007 (10pcs/pkt) : 1 Nos, o. 670-11009 : Nut, SS NE 16/012, (5pcs/pkt) : 1 Nos, p. 036-11251 : O Ring, 4D P50 : 5 Nos, q. : 017-30163-11 : Rotary Pump oil , 1 L : 1 Nos : 159200Yen, D. Optional Accessories : 1. Dual Column single MS Option : 221-71040-38 : Split/ Split less injector, SPL-2010: 1 Nos Included, Dual hole ferrule, Column hanger etc. for dual column single MS Option : 1 Nos Included : 1 Nos 530000Yen E. 2. GCMS to be used as GC-FID: 221-47745-38 FID detector, FID 2010 : 1 Nos 438000Yen | Chemistry | Prof. M. Jayakannan | 4919746 |  |  | Gas Chromatography Mass Spectrometer : QP-2010 Plus | Shimadzu (Asia Pacific) Pte Ltd 16,Science Park Drive, #01-01, The Pasteur, Singapore Science Park, Singapore - 118227 |  |  |  | sandeep@iiserpune.ac.in
Surelite II 10 Injection seeded Nd YAG (ns 10Hz) Laser pumping (Infra Red) OPO OPA system |  | Main Building, C Wing, Ground Floor, C-121 | CONTINUUM – An Excel Technology Company 3150 Central Expressway Santa Clara CA 95051 USA | SL II- 10 | 5060, 8276, 8277, 8277-1 | IISER | IISER |  | 1. Injection seeded Q-switched pulsed Nd : YAG lase : Repitition rate : 10 Hz, Pulse width : 5-7 ns @ 1064n, Pulse energy (undeeded) : 650 mj @ 1064 nm, Pulse energy (seeded) : 520mj @ 1064nm, No harmonic generaors are needed, Fiber optic coupled injection seeder : linewidth 0.003-0.005cm-1, Beam divergence (mrads) : 0.6, Beam ointing stability (+-mrads) : 30, Jitter (+-ns) : <1, Shot to shot energy stability (+-%) : ~2-2.5 @ 1064nm, Beam spatial profile : Near field (<1 m) : ~0.70, Far Field (00): .95, Maximum deviation from gaussian at beam center (+-%) : Near Field (<1) : 20-30, Water cooling for power supply : closed lop water to air heat exchanger, Important note : The intended use for the Nd : YAG laser is IR OPO/OPA pumping. Additional Accessories : 1. Flash Lamps : 4 Nos, 2. DI-Filter : 2 Nos, 3. IR Goggles : 1 Nos (Sr. No. : 8276) | Chemistry | Prof. Aloke Das | 2264477 |  |  | Pump Laser : Surelite II-10 Injection Seeded Q-Switched Pulsed Nd : YAG Laser | CONTINUUM – An Excel Technology Company 3150 Central Expressway Santa Clara CA 95051 USA |  |  |  | a.das@iiserpune.ac.in
Dye Laser (ND6000) |  | Main Building, C Wing, Ground Floor, C-121 | Continuum – An Excel Technology company 3150 central Expressway, Santa Clara, CA 95051,USA | ND6000 | 8277-2 | IISER | IISER |  | Part "B": Dye Laser comprising of 1. Dye Laser ( ND 6000 ) : 01 Nos 41820 USD, 2. Accessories : DGO-2 Dual grating option - 1 Nos, 5520 USD, UVX-3 Frequency doubling, mixing or mixing after doubling option : 01 Nos 15990 USD, UVT-3 closed loop crystal tracking for UVX-3 : 01 Nos 19080USD, Frequency Crystals - DCC-1 : 1 Nos 2706USD, DCC-2 : 1 Nos 2706USD, DCC-3 : 1 Nos 2706USD, Frequency Mixing Crystals : MCC-2 : 1 Nos 2706USD, MCC-3 : 01 Nos 2706USD, FSO Frequency Stabilisation Option : 01 Nos. 1230USD Less 15000 USD Discount= Net total Cost: 97170 USD. (FOC Item : 2 gms of Dyes each to cover the 220 nm to 850nm wavelength for ND 6000 Laser (Refer : PO No. : IISER/PUR/002/08/0216 Dt. 12/01/2009) | Chemistry | Prof. Aloke Das | 3934802.9832 |  |  | Laser System : Dye ND 6000 | Continuum – An Excel Technology company 3150 central Expressway, Santa Clara, CA 95051,USA |  |  |  | a.das@iiserpune.ac.in
Dye Laser (ND6000) |  | Main Building, C Wing, Ground Floor, C-121 | Continuum – An Excel Technology company 3150 central Expressway, Santa Clara, CA 95051,USA | ND6000 | 8277-3 | IISER | IISER |  | Part "B": Dye Laser comprising of 1. Dye Laser ( ND 6000 ) : 01 Nos 41820 USD, UVX-3 Frequency doubling, mixing or mixing after doubling option : 01 Nos 15990 USD, UVT-3 closed loop crystal tracking for UVX-3 : 01 Nos 19080USD, DCC-2 : 1 Nos 2706USD, DCC-3 : 1 Nos 2706USD, Frequency Mixing Crystals : MCC-2 : 1 Nos 2706USD, MCC-3 : 01 Nos 2706USD, FSO Frequency Stabilisation Option : 01 Nos. 1230USD Less 15000 USD Discount= Net total Cost: 88944 USD. | Chemistry | Prof. Aloke Das | 3601699.0143 |  |  | Laser System : Dye ND 6000 | Continuum – An Excel Technology company 3150 central Expressway, Santa Clara, CA 95051,USA |  |  |  | a.das@iiserpune.ac.in
(IR) Infra Red OPO OPA system |  | Main Building, C Wing, Ground Floor, C-121 | Laser Vision 2755 Northup Way / Bellevue, WA 98004-1403,Washinghton USA Tel: 00425 -260-4678 Fax:00-425-828-3517 | CUSTOM | 8351 | IISER | IISER |  | Designed & tested to be powered by a 10Hz seeded Nd: YAG laser having a smooth spatial profile & producing at least 520mJ/pulse IR tuning Range: 1.35 to 5µm Pulse Energy: 12mJ from 1.5 to 3.5 microns,7mJ at 3.7 microns,4mJ at 4.0 microns,2mJ at 4.5 microns Line width:~ 1.7cm-1 | Chemistry | Prof. Aloke Das | 2560500 |  |  | Laser System : Infra Red Nd: YAG | Laser Vision 2755 Northup Way / Bellevue, WA 98004-1403,Washinghton USA Tel: 00425 -260-4678 Fax:00-425-828-3517 |  |  |  | a.das@iiserpune.ac.in
Gel Permeation Chromatography Equipment (GPC) |  | MAIN BUILDING, Chemistry Wing, First floor, Lab C212 | VISKOTEK EUROPE LTD UNIT 20,WELLIGTON BUSINESS PARK CROWTHORNE,BERKSHIRE RG45 6LS UNITED KINGDOM | VE 1122 | 10809 | IISER | IISER |  | VE – 1121:GPC Isocratic Pump for 230V, 50Hz, Flow Rate: 0.1 to 9.95ml/mt, Pulsation: < 1%, Safety Limits: min/max pressure, programmable Designed for all HPLC / GPC mobile phases: 6,000.00EUROS VE – 7510:Two Channel Degasser: 1,800.00 EUROS VE – 1150: Rheodyne Injection Valve with Mounting Plate and Start Switch: 1,400.00EUROS VE – 3580: Refractive Index Detector: 8,000.00EUROS Detection Method : Deflection Refractive Index Range : 1 – 1.75 RIU Temperature Setting :Ambient, 35ºC to 55ºC in 1ºC steps Typical Flow rate : 0.2 – 3.0 ml/min. Flow Cell Volume : 9 l Max. Flow Cell Pressure : 6 bar Linearity Range :80 x 10-5 RIU Noise Level :5 x 10-10 RIU Auto Zero Range :40 x 10-5 RIU Auto Zero Resolution :5 x 10-10 RIU Integrator – Output : ± 1 V Recorder – Output : ± 10mV Digital Interface : RS232, bidirectional Digital Outputs (TTL) ;Intensity Digital Inputs (TTL) :Purge, Autozero Dimensions (W x H x D) :258 x 148 x 350mm Weight ;10 kg VE 3210:Programmable Wavelength Diode Array UV-Vis Detector : 5,600.00 EUROS Variable 1-channel UV/Vis Detector with diode array technology (Wavelength change without any mechanical moving parts) With deuterium and tungsten lamps for a wavelength range from 190 to 720nm Bandwidth: 6nm (2nm per each diode) Noise : <3x10-5AU at 254nm, 1s risetime; Drift 5x10-5AU at 254nm after warm-up Wavelength accuracy: +0.5nm Measuring ranges: 0.0005; 0.001; 0.005; 0.25; 0.5; 1.0 2.0AU full scale Wavelength program: 10 times programmable Wavelength Changes per run. Integrated peak detector Integrated solvent recycling system (3-way solenoid valve optionally) Analog output: 1.0 V per range. RS 232 serial Interface: remote control: autozero, program start Including SS flow cell: 10mm pathlength, 12µl volume: 270 – 06: Model 270 Low Angle Laser Light Scattering (7° to 90°):25,000.00EUROS VE 2585: GPC Column Oven up to 100° C: 2,100.00EUROS Omni – 01: Conventional Calibration software) : ) : Omni – 03: Software for Light Scattering detector) : Spare for Pump ) : 3,000.00EUROS Visco Gel Columns 4.6 x 250 mm Organic, Mixed Bed set, :3,000.00EUROS PS Standards: 900.00EUROS | Chemistry | Prof. M. Jayakannan | 3815767 |  |  | Gel Permeation Chromatography : VE-1121 | VISKOTEK EUROPE LTD UNIT 20,WELLIGTON BUSINESS PARK CROWTHORNE,BERKSHIRE RG45 6LS UNITED KINGDOM |  |  |  | jayakannan@iiserpune.ac.in
Gas and Vapor Adsorption Analyzer |  | Main Building, C Wing, First Floor, Lab C-213 | BEL Japan Inc International Division 1-9-1 Haradanaka Toyanaka-Shi Osaka 561-0807 Japan | BELSORP-MAX | 190 | IISER | IISER |  | 1. BELSORP-max (Volumetric gas adsorption instrument) Adsorptive N2, Ar, Kr, CO2, CH4, water vapor and other non-corrosive gas and vapor STD mode (P/Ps:10 -4 - 0.997) : 3 Ports High precision mode (P/Ps:10 -4 - 0.997) : 2 ports High precision mode (P/Ps:10 -8 - 0.997) : 1 port Relative pressure (P/Ps) is in case of N2/77K and Ar/87K) Pressure sensor (133kPa x 5, 1.33kPa x 2, 0.0133kPa x 1) Vapor adsorption (Water bath option required) Manifold oven (40°C) Dewar vessel (2.6L) Continuous dead volume measurement High vacuum pump (TMP) + vacuum gauge Specific surface area : 0.01 m 2 /g and higher (N2/77K) : 0.0005 m 2 /g and higher (Kr/77K) Pore size distribution: 0.35 - 500 nm in diameter : 1 Nos 5,556,377.35 JPY | Chemistry | Prof. Sujit Ghosh | 2925432.6748 |  |  | Adsorption System : BELSORP- Max | BEL Japan Inc International Division 1-9-1 Haradanaka Toyanaka-Shi Osaka 561-0807 Japan |  |  |  | sghosh@iiserpune.ac.in
Microwave Synthesis system Solid Phase Peptide synthesis |  | Main Building Chemistry wing Lab C317 | Labindia Instruments Pvt Ltd 201 Nand Chambers L.B.S. Marg Near Vandana Cinema Thane 400062 | Discover SP Liberty 1 | DU9464 | IISER | IISER |  | 01. Part No.925490 : Liberty 1 Peptide Synthesis System, 240V/50Hz The Liberty1 Peptide Synthesis System is an automated fluidics module designed to work with the Discover Reactor Module to provide the full manipulation of all necessary liquid reagents to allow the unattended synthesis of peptides on solid-phase resins. The Liberty is a fully automated microwave peptide synthesizer. The system is capable of synthesizing a single peptide automatically using Fmoc solid phase Chemistry. The system comes with the Pepdriver software to run the instrument. Installation and training must be purchased separately : 1 Nos, Included Part No.Liberty Install : Liberty Installation & Training Installation and training by a CEM Liberty Specialist. Required with the purchase of a Liberty : Included Part No.167260 : 30mL Teflon Reaction Vessel : 2 Nos, Included Part No.542415 : 125mL Polyethylene Reaction Vessel Assembly The larger polyethylene reaction vessel : 1 Nos, Included Part No.314325 : Fiber-Optic Temperature Probe : 1 Nos, Included Part No.167485-M : Line Filters- Set of 50 Bag of 50 polypropylene line filters to be used on all reagent dip tubes. The filters should be replaced every two weeks as part of routine maintenance : 10 Nos, Included Part No.172150-M : Screw Line Filter- Box of 20 This filter is used in 2 locations as secondary filters on the Liberty. It should be replaced every 2 weeks as part of routine maintenance : 10 Nos, Included Part No.243097 : Liquid Sensor The optical sensor used for detecting liquid throughout the Liberty system. Clips onto the system tubing : 5 Nos, Included Part No.541130 : Open vessel attenuator for conducting open vessel reaction : 1 Nos, Included Part No.SP : 10 ml pressurize reaction attenuator for 10 ml pressurize reaction : 1 Nos, Included Part No.SP1 : 10 ml pressurize reaction vials along with Septa 100 Nos : 1 Set, Included Part No.908175 : Intelligent Pressure Measurement and Control Option, Discover ( For Conducting pressurize reaction ) The IntelliVent Pressure Sensor incorporates a motor-driven mechanism, managed automatically by the controller that allows this safe, automatic and unattended venting capability while also insuring a completelycontained system. This package includes (1) IntelliVent Pressure Sensor, (1) IntelliVent attenuator, (1) pressure calibration assembly, (1) pressure device holder, and firmware to control : 1 Nos, Included ( Year Warranty) | Chemistry | Prof. H. N. Gopi | 2250890 |  |  | Peptide Synthesis System : Discover SP | Labindia Instruments Pvt Ltd 201 Nand Chambers L.B.S. Marg Near Vandana Cinema Thane 400062 |  |  |  | hn.gopi@iiserpune.ac.in
Spectrofluorometer |  | Lab C215 First Floor C wing Main Building | M/S.Horiba Jobin-Yvon Inc., 3880, Park Avenue, Edison, NJ 08820, U.S.A. | FluoroMax-4P | 0875D-3711-FM | IISER | IISER |  | 1. Model FluoroMax-4P, Fluoromax-P High Performance Research and Analytical Spectrofluorometer/Phosphorimeter. Includes 150watt ozone free Xe CW and Xe flash lamp sources in dual lamp housing (switching between lamps is fully automated through software), single excitation and emission spectrometers, all reflective optics, photodiode reference detector, multialkali emission pmt, photon counting electronics and controlling software. 2. Model J1939, For use with FM-2008 holders Ideal for order sorting or Rayleigh line blocking. Set of 5 2-inch x 2-inch diameter filters cut-on at 370, 399, 450, 500 and 550nm. 3. Model FM-2008, Filter Holder Set of (2) holders 4. Model J1933, Solid Sample Holder Designed for viewing front-face fluorescence of thin films, powders, pellets, paper, fibers, or microscopic slides. Variable alignment angle. 5. Model FL4-1027, Thermostatted single cuvette holder Designed for Model1920 (1cm path length cuvette), maintains temperature from -20 C to 80 C. Includes magnetic stirring and stirring bar and Model F-3030-ACC ,Interface kit for water bath 6. Model FL-1013, Dewar Assembly Liquid Nitrogen assembly. 7. Model FL4-1015, Injection port. Ideal for studying reaction kinetics (Ideal for Ca++ measurement.) Allows small-volume additions via syringe or pipette to sample without removing sample chamber lid. 8. Model FM4-2000, Polarization Accessory L-Format, fully automated dual polarizer. Located at both the entrance and exit of the Sample Compartment for optimum extinction ratio and sensitivity. 9. Model J1925, Quartz Cuvette 4ml, 1cm x 1cm w/teflon stopper for volatile liquids 10. Model J650518, Cuvette 5x5mm, 500ml 11. Model J650519, Adapter for J650518 500ml cuvette. 12. Model 1905-OFR, 150W Replacement, Ozone Free Xenon Lamp. Sr. No. 0875-D-3711-FM | Chemistry | Prof. Pinaki Talukdar | 2084553.0137 |  |  | Spectrofluorometer & Phosphorimeter : FluoroMax-4P | M/S.Horiba Jobin-Yvon Inc., 3880, Park Avenue, Edison, NJ 08820, U.S.A. |  |  |  | ptalukdar@iiserpune.ac.in
L Shape Configuration of Magnetic and Nonmagnetic table |  | Lab No C-129, Ground Floor, C Wing, Main building. | NEWPORT CORPORATION 1791 , Deere Avenue , Irvine, CA 92606, USA | 04SI69972 | 1317370A,1317370B | IISER | IISER |  | L Shape Configuration of Magnetic and Nonmagnetic table Special Item Number: 04SI69972 Product Description: Custom M-ST Doubled Table Top System: assembled envelope dimensions TBD x TBD x 305 mm Special Features: Dimensions: should consist of 1500 x 305 mm carbon steel doubler interface and (1) 1200 x 2400 x 305 mm and (1) 1500 x 3000 x 305 mm table sections doubled in TBD configuration Doubler Interface: 37.5 mm grid border along (1) short end and (1) long side with doubler plates, which results in 75 mm spacing across the doubler interface 12.5 mm grid border along remaining sides weight is 1235 kg [2721 lb] Non-magnetic 1200 x 2400 x 305 mm section: somewhat less magnetic with virtually nonmagnetic 316 stainless steel top facesheet, bottom facesheet and honeycomb core, but magnetic carbon steel female doubler plate; (2) magnetic / carbon steel IQ Dampers based on configuration Standard Features: SmartTable Damping performance and construction; includes (1) ST-200 Contoller, (2) Damper to Controller Cables and (2) internal Smart Dampers Mounting Hole: M6-1.0 countersunk corrosion proof sealed grid on 25 mm centers in top facesheets Working Surface (1500 x 3000 x 305 mm section): 3/16" thick top facesheets plated carbon steel (2) corners each have a Smart Damper, which are firmly attached to top and bottom facesheets by screws in top and bottom facesheets corners and which are concealed by (2) removeable corners Core Design: Trussed Honeycomb, Vertically Bonded Closed Cell Construction, 0.010 in. Steel sheet materials, 0.030 in. triple core interface 10.5pcf-1.0"cell-0.010"foil-11.500" deep honeycomb cores Broadband Damping: Constrained layer core, damped working surface and composite edge finish Bottom Surface: steel 3/16" thick painted black bottom facesheet; black laminate covered self damping bonded edge finish Deflection Under Load: <1.3 x 10-3 mm Bandwidth monitoring vibration: 10-820 Hz and structural damping: 80-400 Hz Maximum Dynamic Deflection Coefficient: 0.4 x 10-3 Hole/Core Sealing: Easy clean conical cup 0.75 in. (19 mm) deep, Non-corrosive high impact polymer material | Chemistry | Prof. Pankaj Mandal | 1462184.2505 |  |  | Table : Optical : Custom M-ST Doubled | NEWPORT CORPORATION 1791 , Deere Avenue , Irvine, CA 92606, USA |  |  |  | pankaj@iiserpune.ac.in
Femtosecond Optically Gated Fluorescence Kinetic Measurement System |  | ground floor, c-wing c-124a main building | CDP Systems Corp., 53 Leninsky Pr., 119991 Moscow, Russian Federation | CDP,2021 | 11210 | IISER | IISER |  | Femtosecond Optically Gated Fluorescence Kinetic Measurement System FOG 100-DX Basic configuration includes: 1. All optics and mechanics for fluorescence measurements under excitation with fundamental wavelengths of femtosecond Ti: sapphire oscillator: 2.0 ns optical delay line (0.78 fs/step); optics for fluorescence anisotropy measurements; fluorescence collection for transmission and reflection configurations, rotating sample cell assembly; holder for solid samples and thin films, set of selected color and neutral density filters 2. SHG (frequency doubler), installed inside the optical unit for sample excitation with second harmonic of Ti: sapphire oscillator, 360 nm – 460 nm wavelength tunability, 3. CDP2022D double monochromator: f = 160 mm, wavelength range: 190 –1200 nm (w/o grating change), F-number: 3.5; spectral band: 4.6 nm/mm 4. Mounted selected photon counting PMT (< 5 counts/sec at room temperature, 1-2 counts/sec typical) with electronic unit connected to PC via serial port. 5. Lumex 5.0 data acquisition software • Time resolution (up-conversion IRF): <200 fs (fluorescence excitation at 400 nm with <100 fs pulse width at 800 nm) 6. CCD camera for the system adjustment 7. SPC-130 Becker & Hickl TCSPC module, PMT detector (adapted to CDP2022D monochromator) 8. SPC-image data analyzing software • TCSPC resolution (IRF): <200ps • TCSPC detector spectral range: 300 nm – 800 nm | Chemistry | Prof. Partha Hazra | 3561918.5375 |  |  | Femtosecond Upconversion System | CDP Systems Corp., 53 Leninsky Pr., 119991 Moscow, Russian Federation |  |  |  | p.hazra@iiserpune.ac.in
Powder X Ray Diffractometer |  | C-217, FIRST FLOOR, C WING, MAIN BUILDING | Rigaku Corporation International Marketing Division 3-9-12 Matsubara-cho, Akishima-shi, Tokyo- 196 8666 Japan | Miniflex600 | JD21256 | IISER | IISER |  | Miniflex600 Desk Top X-Ray Diffractometer consisting of : High Voltage Generator 40 kv, 15 mA, (High frequency Variable type). Stability within +/- 0.05% (for within +/- 10% input power variations) Detector – Scintillator NaI(Ti) Goniometer - Vertical type Radius – 150 mm Slit - DS:- O-axis inter locked (variable shift) RS:- 0.3 mm fixed Scanning Range - 3 150 Deg (2 Theta) Scanning Speed - 0.01 100 Deg/min (2 theta) Speed - 1000 Deg/min Software : System condition setting. Manual Measurement Standard Measurement Integrated intensity measurement Peak Search 9407F2 X-Ray tube standard Cu target within 1x10 mm2 focus. PDXL Basic Software with Multiple Record Software. Application Software - PDXL Qualitative Analysis ( 5 licenses) NIST Traceable 640d standard ICDD PDF2 file (1 Academic License from ICDD) Optional Accessory 1 set of sample holders 0.5mm and 0.2mm depth (20 in each set) and 1 set of Hollow A1 Sample Holder (20 in each set) Spare part for Miniflex 600 for 5 years ( As per Annexure A ) Diffracted Beam Monochromator Air Tight Attachment Spare part for Miniflex 600 for 5 years 1)Glass Fuse 5pcs 85-02 2)Relay 1pc 3-9AC power supply unit 3)Relay 1pc 6-37 inverter 4)Relay 1pc 6-36 inverter 5)Capacitor 2pcs 6-14 inverter 6)Spring 2pcs 13-4 X-ray shutter 7)O-ring 4pcs 12-2 Tube shield 8)Micro SW 1pc Slide door 9)Micro SW 1pc X-ray shutter 10)Flow Sensor 1pc DFC9000 11)Sample plates | Chemistry | Prof. R. Boomi Shankar | 3607497.9998 |  |  | X-ray Diffractometer : Miniflex600 Desk Top | Rigaku Corporation International Marketing Division 3-9-12 Matsubara-cho, Akishima-shi, Tokyo- 196 8666 Japan |  |  |  | boomi@iiserpune.ac.in
THERMOGRAVIMETRIC ANALYSER WITH DSC |  | C-217, FIRST FLOOR, C WING, MAIN BUILDING | NETZSCH Geratebau GmBh D-95100, Selb Bavaria | STA 449 F1 Jupiter | 206019669 | IISER | IISER |  | STA449F1A00.000-00 STA 449 F1 Jupiter® Simultaneous Thermal Analyzer (TG-DSC/DTA Apparatus) Temperature range: According to selected furnace RT ... 1550°C, 1 STA400F1A01.000-00 Basic system including top-loading ultra micro balance (digital resolution 0.025 µg, maximum sample load/measurement range 5 g including sample crucible), electric motor driven furnace hoist (basic system) and built-in furnace control and power supply. The system has an integrated MFC gas controller for three non-corrosive and non- explosive gases/gas mixtures with software control and registration of the gas flow, suitable for measurements under normal atmosphere, in dynamic and static inert gas atmosphere. The instrument is vacuum-tight (10E-4 mbar) Proteus measurement and analysis software for STA 449 F1 for data acquisition, storage and evaluation under MS WINDOWS. Includes DSC- correction, BeFlat, Cp-extensions and Macrorecorder Features: Multitasking with simultaneous operation of several Thermoanalytical systems and simultaneous evaluations Graphical interface, integrated detailed HELP system Detailed information: see technical data sheet STA WINDOWS software (Hardware requirements: STA 449 F1, recent PC with MS Windows and printer per technical datasheet) 1 HTP40000A05.020-00 Accessory kit for furnace hoist for two furnaces, with manual pivoting mechanism 1 HTP40000A84.000-00 Silicon Carbide furnace, working temperature range 25 ... 1550°C high temperature tube furnace with SiC heating element, integrated exchangeable protective tube for gas flow with stop valve, air-cooled double shell, integrated control thermocouple type S, voltage supply 75 V max. 1 6.226.1-90.5.00 Refrigerated bath circulator, cooling capacity 260 W (at 20°C), heating capacity 2000 W, multifunction display, connection parts, power supply 230 V / 50/60 Hz 1 HTP40000A56.000-00 TG-DTA sample carrier system with radiation shield, thermocouples type S and 2 sample crucibles from alumina, temperature range 25 ... 1650°C 1 6.223.5-91.3.00 Calibration sample kit with 8 substances 400 mg each for DSC/DTA calibration of enthalpy and temperature Temperature range ambient ... 1500°C, in wooden case with foam lining and certificate of compliance, for use in Al2O3 crucibles 1 6.223.5-91.2.01 Biphenyl, 500 mg, theoretical transition temperature 69.2°C packed in a glass bottle with certificate of compliance. Caution: Hazardous material. When shipping, a hazardous materials fee will be charged, which will vary depending upon the destination. Attachemnt for TG – DSC system : 1 HTP40000A69 TG-DSC sample carrier system, with radiation shield and 2 sample crucibles 399.972 and lid 399.973 from Al2O3, thermocouples type S, temperature range RT ... 1650°C | Chemistry | Prof. Nirmalya Ballav | 3055520 |  |  | Thermogravimetric Analyzer with DSC : STA 449 F1 Jupiter | NETZSCH Geratebau GmBh D-95100, Selb Bavaria |  |  |  | nballav@iiserpune.ac.in
Nitric Oxide Detection and Quantification System |  | Main Building Chemistry wing Lab C-316 | GE Analytical Instruments, Inc. 6060 Spine Road, Boulder, Colorado 80301 USA. | NOA-280i | 12090455 | IISER | IISER |  | 1. Nitric Oxide Analyzer, Model 280i NOA,230V Nitric Oxide Analyzer, 230V. Includes detector, vacuum pump, operating and service manual, and aone-year warranty. P/N : CPRD 14292-01 - 1 Nos, 30195.00USD 2. Circulating Hot Water Bath, 230V For use with Purge System for nitrate analysis. P/N : CHWC 14120-01 - 1 Nos, 3280.00USD 3. Purge System Custom Purge System with Condenser and Heating Jacket. Includes purge vessel, filter line, NaOH trap, Teflon tubing and fittings . For analysis of nitric oxide, nitrite, nitrate, nitrosothiols in biological samples such as plasma, cell culture media, tissue homogenates. P/N : CASM 03296-02 - 1 Nos, 2582.00USD 4. NOA Liquid Sampling Kit Kit contains the following: Ring Stand, 10ml Flask, 10-100uL Adjustable Pipet, 100-1000uL Adjustable Pipet, 10uL Syringe, 100uL Syringe, 1.5ml Microtubes, Microtube Rack, Filter Paper, 3-Prong Adjustable Angle Clamp, Flat Adjustable Angle Clamp, 2-200uL Pipet Tips, 100-1000uL Pipet Tips. P/N : ASK 14300-01 - 1 Nos, 1910.00USD 5. Odor Filter with installation Kit P/N : CATK 01450-01 - 1 Nos, 343.00USD 6. Zero Air Filter P/N : CACT 01400-01 - 1 Nos, 368.00USD 7. Frit Restrictor - 200 mL/min Frit restrictor provides optimal flow into NOA, 200 mL/min. One included with instrument. P/N : CHMI 14151-01 - 2 Nos, 384.00USD 8. Purge System Hydrophobic Filter Replacement purge system hydrophobic filter which traps fluids and prevents liquids from entering reaction cell. P/N : CHFL 01400 A - 2 Nos, 124.00USD 9. Purger Septa For injection port of Purge Vessel. Package of 12. Should be replaced every 30-50 injections. P/N :CHMI 00140 : 3 Nos, 144.00USD 10. NOAnalysis-Liquid Software Nitric Oxide Analysis software and Operation Manual for Liquid sampling for the Model 280i NOA. Data collection and analysis for Windows® and Macintosh®. P/N : CASK 14800-01 : 1 Nos, 363.00USD 11. Purge System Filter Line Filter Line - connects Purge System Bubbler Outlet to NOA Inlet. P/N - ASM 00450 C - 1 Nos, 211.00USD 12. Purge System Purge Line 72" length of tubing used to connet inert gas to Purge Vessel inlet. P/N - ASM00430-01 - 1 Nos, 144.00USD | Chemistry | Prof. Harinath Chakrapani | 2185319.24 |  |  | Nitric Oxide Detection and Quantification System : 280i NOA | GE Analytical Instruments, Inc. 6060 Spine Road, Boulder, Colorado 80301 USA. |  |  |  | harinath@iiserpune.ac.in
Variable Pressure Vapor Adsorption Instrument |  | Main Building, C Wing, First Floor, Lab C-213 | BEL Japan Inc., International Div., 1-9-1, Haradanaka, Toyonaka-shi, Osaka 561-0807 Japan | BELSORP-AQUA 3 | 45 | IISER | IISER |  | Model No : 030-00000-0-2 : BELSORP-aqua3 : 1 Nos, Measurement principle : Volumetric adsorption method Adsorbate : Water vapor non-corrosive organic vapor(within the below temp. and Sample port : 3 ports Temperature range: 15 ~ 40 °C Relative humidity : 0.1~ 99.0 RH% (within the above temp. range) Pressure range : 2 Pa ~ 10 kPa (Upper limit depends on adsorption amount) Air thermostat : Max. temp. 80 °C Dimension : W550xD470xH650 mm, 80 kg : Model No : 030-10003-0-2 : BELPREP-Thermo : 1 Nos, Controls measuring temperature using peltier device : The temperature range is 10-51C. Small and inexpensive system : Model No : 041-00000-0-2 : BELPREP-VacII : 1 Nos, Pretreatment principle : Vacuum Flow and heat degassing Method Pretreatment port: 3 ports Gas flow volume : 10 ~ 100 ml/min : Model No : 910-00003-3-5 : Oil Vacuum pump : 2 Nos, Solvent Holder with a stopper : 15 Nos, Model No : 010-10011-0-0 : Dewar vessel : 3 Nos, Model No : 900-00017-0-0 : Cell sleeve( 3pcs set) : 5 set Ulvac pump oil (4 lit) : 5 Nos, Model No : 010-20000-0-0 : Sample cell Pylex, 1.8ml, Max SOO°C(3pcsset) : 10 set Model No : 010-21000-0-0 : Glass rod Pylex, for 010-20000-0-0 and 020-20001-0-0, Max,500°C ( 3pcs set), : 10 set Model No : 010-22002-0-0 : POtube SUS, cp3mm(2pcs set) : 1 set Model No : 900-00025-0-0 : Filter SUSfilter of 20 micron, Perfluoro elastomer, O-ring (6pcs set) : 2 Nos, Balance : 1 Nos, Model No : 990-00004-0-0 : Reference sample Refernce material for specific surface area, Carbon black, 1g : 1 Nos, | Chemistry | Prof. Sujit Ghosh | 4501315.0049 |  |  | Adsorption System : BELSORP-aqua3 | BEL Japan Inc., International Div., 1-9-1, Haradanaka, Toyonaka-shi, Osaka 561-0807 Japan |  |  |  | sghosh@iiserpune.ac.in
AUTOMATED PROTEIN PURIFICATION FPLC SYSTEM ALONG WITH COLD CABINET |  | Main Building, C Wing, Ground Floor, C-125-A | GE Healthcare Bio-Sciences Ltd L12, Office Tower, Langham Place 8, Argyle Street, Mongkok Kowloon , Hong Kong | Akta pure 25 | 290181226-1760298 | IISER | IISER |  | 1. Code No. : 29-0182-26 : AKTA pure M System Includes: System with all standard functionality and triple-wavelength UV/vis monitor, inlet valve V9-IA, inlet valve V9-IB, column valve V9-C, and outlet valve V9-O. ÄKTA pure is a flexible and intuitive Chromatography system for fast purification of proteins, peptides, and nucleic acids from microgram to gram levels of target product. ÄKTA pure is a reliable system where hardware and UNICORN™ software are designed to work together with columns and media to meet any purification challenge. The system supports a wide range of chromatography techniques and meets the automation requirements needed to deliver the highest purity. The system is configurable and can be upgraded at any time with a wide range of options to further increase its capabilities depending on your purification needs. ÄKTA pure is the product of over fifty years expertise in protein research and three decades of experience in the development of ÄKTA purification systems.ÄKTA pure always comes with two high-performance system pumps, system pressure monitor for column protection, mixer, injection valve, and UV monitor. ÄKTA pure has a wide range of optional modules to allow a large number of possibilities. ÄKTA pure offers the following benefits: • Modular system design with a large range of options to allow flexibility in purification of proteins and peptides • Customizable system that is easy to upgrade as your research needs develop • Reliable system with components and integrated features based on the proven design of ÄKTA avant • UNICORN 6 software provides simple, intuitive, and flexible preprogrammed method templates and total system control to simplify your job • Predefined method settings for all GE Healthcare lab-scale chromatography columns The Standard Component : 1. System Pump : It consists of two system pumps based on the modern technology developed . The robust construction delivers reproducible flow rates at both low and high back pressures, allowing short separation times. Each pump consists of one pair of pump heads which deliver low-pulsation flow to the mixer. The continuous and accurate flow rates generated enable reproducible isocratic or gradient elution. The system pumps provide a flow rate range of up to 25 ml/min (up to 50 ml/min when packing columns) at operating pressures of up to 20 MPa. A system pressure monitor is connected to the pumps that continuously measures system pressure and enables the flow rate to be automatically adjusted to avoid reaching any defined pressure limit. 2. Mixer: The mixer ensures homogeneous buffer composition during gradient runs. The choice of mixer chamber size depends on the flow rate and buffers used. A 1.4-ml chamber size is provided as standard. Chamber sizes of 0.6 and 5 are available as options.A larger mixer volume chamber is required for higher flow rates or difficult-to-mix buffers. An inline filter is mounted on the mixer. The filter is easy to change, and the mixer is also easily changed by snapping it in or out of the mixer holder 3.Injection valve : The injection valve allows for a variety of sample application techniques using capillary loops or Superloop™. The novel valve design eliminates the need for replumbing when changing between various sample application techniques. Capillary loops can be filled manually, via a syringe, or with a sample pump.the same sample application options apply to use of Superloop.Capillary loops can also be filled using the system pump. Sample can also be applied to the column directly using an optional sample pump or the system pump. 4.UV monitoring : ÄKTA pure is equipped with a variable multiwavelength UV and visible spectrum monitor from 190 to 700 nm.UV monitor U9-M allows monitoring of up to three wavelengths simultaneously. For optimum performance when purifying samples with different protein concentrations, there are three flow cell path lengths (0.5, 2 [default], and 10 mm) available. The optimal flow cell design, together with fiber optic technology, provides a high signal-to-noise ratio without causing any local heating of the UV flow cell. The monitor contains a high-intensity xenon lamp with a long lifetime that requires minimal start-up time. Every time the instrument is switched on, the monitor is automatically calibrated. Monitoring with multiple wavelengths can be used to detect contaminants, specifically labeled proteins, or target molecules that do not absorb light at 280 nm. To demonstrate this,molecular weight standards were monitored at 214, 280, and 340 nm wavelengths. Detection at 214 nm reveals peptide bonds of all proteins and may be useful if the concentration and extinction coefficient at 280 nm is low for the target protein. Ferritin, a multimeric iron-storage protein, showed stronger absorbance at 340 nm than the other proteins due to the high number of ferric ions in the center of the molecule. 5. Conductivity monitor:The conductivity monitor measures onductivity of buffer and samples for on-line monitoring of the true gradient. An integrated emperature sensor corrects for variations in conductivity due to the temperature. The conductivity monitor has a broad reading range and is therefore able to monitor conductivity in all different chromatographic techniques. : 1 Nos 2. Code No. : 29-0277-43 : Fraction collector F9-C Fraction collection can be based on time,volume, or automatic peak recognition. Automatic peak recognition minimizes cross-contamination and unwanted eluent can be diverted to the waste Fraction Fraction Collector F9-C* provides flexibility, high capacity, and security. The fraction collector is equipped with a variety of cassettes that can hold tubes (3, 8, 15, and 50 ml) as well as deep well plates (24-, 48-, and 96-well), which means that samples can be collected in any format needed. Six cassettes can be loaded into the fraction collector in any combination that fits the user’s needs collector . F9-C has two beneficial features that minimize cross-contamination and spillage during fraction collection. Drop sync can be used for flow rates up to 2 ml/min and minimizes spillage by timing fraction changes to occur between drops. At higher flow rates, the Accumulator function temporarily holds the liquid flow during the time it takes to move to the next tube or well. The system can automatically change between the two modes for optimal performance. Specifications: Number of fraction collectors : Up to 2 (One Flexible fraction collector, F9-C and one Round fraction collector, F9-R) Number of fractions : Up to 576 ,Vessel types 3, 8, 15, or 50 ml tubes; 24-, 48-, or 96- well deep-well plates; 250 ml bottles Fraction volumes : 0.1 to 250 ml Spillage-free mode : Drop sync, Accumulator, or Automatic Flammable liquids : Cleaning only (not fractionation :1 Nos 3. Code No. : 29-0209-27 : UNICORN 6.3 DoE concurrent license UNICORN 6 control software is used on all ÄKTA systems and can be used from lab scale up to full-scale production. UNICORN contains the tools needed for beginners and experienced users to perform all types of chromatography, from setting up and running a method to evaluating the data. Operation of ÄKTA pure is controlled by UNICORN 6 system control software, which provides built-in knowledge for planning,controlling, and analyzing the system and chromatography results. For greater convenience, licenses enabling remote control of ÄKTA pure are also available. Key features of UNICORN 6 are: • Intuitive software design: simple, intuitive, and flexible method creation using predefined phases (steps) • Database storage: robust data storage allows easy access to data, data security, and data integrity • Interactive Process picture: shows the current open flow path and offers an intuitive way to control the run manually • Column Logbook (optional): valuable tool to keep track of individual column and run data for traceability and operational security • Design of Experiments (DoE, optional): integrated tool for experimental design provides more precise information in fewer experiments for cost- and time-efficient method development : 1 Nos 4. Code No. : 29-0113-67 : Column Valve Kit (V9-C, 5-columns) Column selection valve V9-C also has the integrated bypass and reverse-flow functions. Connection of up to five columns for automatic column switching is possible using this valve. Connection of multiple columns minimizes manual intervention and reduces further the risk of introducing air into the column. The column selection valve has two integrated pressure sensors; the first sensor measures pressure before the column,enabling protection of the column hardware while the second measures the pressure after the column. The pressure drop over the column (Δp) is calculated by measuring the difference between the two pressure readings and can be used to protect the packed media bedit Switch automatically between 5 columns. Automate cleaning and increase eluted concentration using column bypass and reverse flow. Safeguard columns through pre-and post-column pressure measurements. : 1 Nos 5. Code No. : 29-0113-56 : Outlet Valve Kit (V9-Os, 1-outlet) : 1 Nos 6. Code No. : 29-0113-59 : pH Valve Kit (V9-pH It includes an integrated pH electrode that enables in-line pH monitoring during the run. The pH monitor is easily calibrated by injection of calibration buffer directly into the valve with the pH electrode mounted.It Monitor pH gradients and elution conditions. Designed for easy handling - maintain the electrode in the flow path during storage and calibration. Perform quick by-pass of flow restrictor by switching valve position. : 1 Nos 7. Code No. : 28-9565-02 : Air sensor L9-1.2mm : 1 Nos 8. Code No. : 28-9563-42 : Adapter for air sensor : 1 Nos 9. Code No. : 18-1154-24 : AKTA USER KIT : 1 Nos 10. Code No. : 18-1113-98 : SAMPLE LOOP 100 UL, INV-907 : 1 Nos 11. Code No. : 18-1113-99 : Sample loop, PEEK, 500 µl, 1 : 1 Nos 12. Code No. : 18-1114-01 : Sample loop, PEEK, 1 ml, 1 : 1 Nos 13. Code No. : 18-1114-02 : SAMPLE LOOP 2.0 ML, INV-907 : 1 Nos 14. Code No. : 18-1140-53 : SAMPLE LOOP 5 ML, PEEK : 1 Nos 15. Code No. : 18-1023-85 : Superloop 150 ml. : 1 Nos 16. Code No. : 18-1112-57 : Union 1/16” female/M6 male : 1 Nos 17. Code No. : 28-9137-66 : UNICHROMAT 1500 : 1 Nos Chromatography Cooling Cabinet Model (220 V/50 Hz) Equipment for GE Healthcare AKTA System With special refrigeration system for the AKTA System Electronic CAREL or Equivalent with back up battery 2x PT 1000 Sensor, The humidity control is based on the evaporator fan functioning according to the compressor working status Exhaust body in white 70 mm isolation Temperature from 1 - 18 deg 2 X Glass Doors, self closing and lockable 2 X Fluorescent tubes Wheels with brake + one feet Alarm system (HACCP Alarm, memory for the last 3 alarms) Digital display for all functions Output contact for external alarm system Automatic defrost system with electrical heaters Forced air refrigeration Refrigeration system complete on the top of the equipment R404a Power 700 W CE & ISO certification Ext. Dimensions: 1485x816x2000mm Int. Dimensions: 1240x670x1520mm Holes for cable (dia 38 mm) on the left & right : 2 Nos Under 0 deg protection by separate thermistor : 1 Nos Over temperature protection by seperate thermistor : 1 Nos Special support system for AKTA system : 1 Nos Max 100 Kg on the left side of the chamber Dimension: 585 X 645 mm (52 cm from the Unichromat base) Stainless Steel shelves (on the right side of chamber) : 3 Nos Dimension: 525 X 490 mm, Max: 20 Kg Power Plugs (2 left & 2 right) : 4 Nos 18. Code No. : 17-1166-01 : HIPREP 16/60 SEPHACRYL S-200 HR : 1 Nos 20. Code No. : 17-0709-10 : DEAE SEPHAROSE FAST FLOW, 25 ML : 3 Nos 21. Code No. : 19-5101-01 : COLUMN C 16/20 : 5 Nos 23. Code No. : 19-5101-01 : COLUMN C 16/20 : 5 Nos 25. Code No. : 19-5101-01 : COLUMN C 16/20 : 3 Nos 27. Code No. : 19-5101-01 : COLUMN C 16/20 : 5 Nos 32. Code No. : 19-5101-01 : COLUMN C 16/20 : 5 Nos 22. Code No. : 17-0719-10 : CM SEPHAROSE FAST FLOW, 25 ML : 3 Nos 24. Code No. : 17-0510-10 : Q SEPHAROSE FAST FLOW, 25 ML : 3 Nos 26. Code No. : 17-0729-10 : SP SEPHAROSE FAST FLOW, 25 ML : 3 Nos 28. Code No. : 17-5248-02 : HISTRAP HP 5 X 5 ML : 2 Nos 30. Code No. : 28-9889-47 : XK 16/100 column : 1 Nos 31. Code No. : 17-0973-10 : PHENYL SEPHAROSE 6 FF /HS, 25 ML : 2 Nos 33. Code No. : 29-0232-11 : Additional warranty on AKTA PURE M : 1 Nos 34. Code No. : 28-9542-15 : pH electrode : 1 Nos | Chemistry | Dr. Amrita Hazra | 3157163.0625 |  |  | FPLC : AKTA pure M | GE Healthcare Bio-Sciences Ltd L12, Office Tower, Langham Place 8, Argyle Street, Mongkok Kowloon , Hong Kong |  |  |  | amrita@iiserpune.ac.in
AUTOMATED PROTEIN PURIFICATION FPLC SYSTEM ALONG WITH COLD CABINET |  | Main Building, C Wing, Ground Floor, C-125-A | GE Healthcare Bio-Sciences Ltd L12, Office Tower, Langham Place 8, Argyle Street, Mongkok Kowloon , Hong Kong | Akta Pure M | 1757533 | IISER | IISER |  | 1. Code No. : 29-0182-26 : AKTA pure M System Includes: System with all standard functionality and triple-wavelength UV/vis monitor, inlet valve V9-IA, inlet valve V9-IB, column valve V9-C, and outlet valve V9-O. ÄKTA pure is a flexible and intuitive Chromatography system for fast purification of proteins, peptides, and nucleic acids from microgram to gram levels of target product. ÄKTA pure is a reliable system where hardware and UNICORN™ software are designed to work together with columns and media to meet any purification challenge. The system supports a wide range of chromatography techniques and meets the automation requirements needed to deliver the highest purity. The system is configurable and can be upgraded at any time with a wide range of options to further increase its capabilities depending on your purification needs. ÄKTA pure is the product of over fifty years expertise in protein research and three decades of experience in the development of ÄKTA purification systems.ÄKTA pure always comes with two high-performance system pumps, system pressure monitor for column protection, mixer, injection valve, and UV monitor. ÄKTA pure has a wide range of optional modules to allow a large number of possibilities. ÄKTA pure offers the following benefits: • Modular system design with a large range of options to allow flexibility in purification of proteins and peptides • Customizable system that is easy to upgrade as your research needs develop • Reliable system with components and integrated features based on the proven design of ÄKTA avant • UNICORN 6 software provides simple, intuitive, and flexible preprogrammed method templates and total system control to simplify your job • Predefined method settings for all GE Healthcare lab-scale chromatography columns The Standard Component : 1. System Pump : It consists of two system pumps based on the modern technology developed . The robust construction delivers reproducible flow rates at both low and high back pressures, allowing short separation times. Each pump consists of one pair of pump heads which deliver low-pulsation flow to the mixer. The continuous and accurate flow rates generated enable reproducible isocratic or gradient elution. The system pumps provide a flow rate range of up to 25 ml/min (up to 50 ml/min when packing columns) at operating pressures of up to 20 MPa. A system pressure monitor is connected to the pumps that continuously measures system pressure and enables the flow rate to be automatically adjusted to avoid reaching any defined pressure limit. 2. Mixer: The mixer ensures homogeneous buffer composition during gradient runs. The choice of mixer chamber size depends on the flow rate and buffers used. A 1.4-ml chamber size is provided as standard. Chamber sizes of 0.6 and 5 are available as options.A larger mixer volume chamber is required for higher flow rates or difficult-to-mix buffers. An inline filter is mounted on the mixer. The filter is easy to change, and the mixer is also easily changed by snapping it in or out of the mixer holder 3.Injection valve : The injection valve allows for a variety of sample application techniques using capillary loops or Superloop™. The novel valve design eliminates the need for replumbing when changing between various sample application techniques. Capillary loops can be filled manually, via a syringe, or with a sample pump.the same sample application options apply to use of Superloop.Capillary loops can also be filled using the system pump. Sample can also be applied to the column directly using an optional sample pump or the system pump. 4.UV monitoring : ÄKTA pure is equipped with a variable multiwavelength UV and visible spectrum monitor from 190 to 700 nm.UV monitor U9-M allows monitoring of up to three wavelengths simultaneously. For optimum performance when purifying samples with different protein concentrations, there are three flow cell path lengths (0.5, 2 [default], and 10 mm) available. The optimal flow cell design, together with fiber optic technology, provides a high signal-to-noise ratio without causing any local heating of the UV flow cell. The monitor contains a high-intensity xenon lamp with a long lifetime that requires minimal start-up time. Every time the instrument is switched on, the monitor is automatically calibrated. Monitoring with multiple wavelengths can be used to detect contaminants, specifically labeled proteins, or target molecules that do not absorb light at 280 nm. To demonstrate this,molecular weight standards were monitored at 214, 280, and 340 nm wavelengths. Detection at 214 nm reveals peptide bonds of all proteins and may be useful if the concentration and extinction coefficient at 280 nm is low for the target protein. Ferritin, a multimeric iron-storage protein, showed stronger absorbance at 340 nm than the other proteins due to the high number of ferric ions in the center of the molecule. 5. Conductivity monitor:The conductivity monitor measures onductivity of buffer and samples for on-line monitoring of the true gradient. An integrated emperature sensor corrects for variations in conductivity due to the temperature. The conductivity monitor has a broad reading range and is therefore able to monitor conductivity in all different chromatographic techniques. : 1 Nos 2. Code No. : 29-0277-43 : Fraction collector F9-C Fraction collection can be based on time,volume, or automatic peak recognition. Automatic peak recognition minimizes cross-contamination and unwanted eluent can be diverted to the waste Fraction Fraction Collector F9-C* provides flexibility, high capacity, and security. The fraction collector is equipped with a variety of cassettes that can hold tubes (3, 8, 15, and 50 ml) as well as deep well plates (24-, 48-, and 96-well), which means that samples can be collected in any format needed. Six cassettes can be loaded into the fraction collector in any combination that fits the user’s needs collector . F9-C has two beneficial features that minimize cross-contamination and spillage during fraction collection. Drop sync can be used for flow rates up to 2 ml/min and minimizes spillage by timing fraction changes to occur between drops. At higher flow rates, the Accumulator function temporarily holds the liquid flow during the time it takes to move to the next tube or well. The system can automatically change between the two modes for optimal performance. Specifications: Number of fraction collectors : Up to 2 (One Flexible fraction collector, F9-C and one Round fraction collector, F9-R) Number of fractions : Up to 576 ,Vessel types 3, 8, 15, or 50 ml tubes; 24-, 48-, or 96- well deep-well plates; 250 ml bottles Fraction volumes : 0.1 to 250 ml Spillage-free mode : Drop sync, Accumulator, or Automatic Flammable liquids : Cleaning only (not fractionation :1 Nos 3. Code No. : 29-0209-27 : UNICORN 6.3 DoE concurrent license UNICORN 6 control software is used on all ÄKTA systems and can be used from lab scale up to full-scale production. UNICORN contains the tools needed for beginners and experienced users to perform all types of chromatography, from setting up and running a method to evaluating the data. Operation of ÄKTA pure is controlled by UNICORN 6 system control software, which provides built-in knowledge for planning,controlling, and analyzing the system and chromatography results. For greater convenience, licenses enabling remote control of ÄKTA pure are also available. Key features of UNICORN 6 are: • Intuitive software design: simple, intuitive, and flexible method creation using predefined phases (steps) • Database storage: robust data storage allows easy access to data, data security, and data integrity • Interactive Process picture: shows the current open flow path and offers an intuitive way to control the run manually • Column Logbook (optional): valuable tool to keep track of individual column and run data for traceability and operational security • Design of Experiments (DoE, optional): integrated tool for experimental design provides more precise information in fewer experiments for cost- and time-efficient method development : 1 Nos 4. Code No. : 29-0113-67 : Column Valve Kit (V9-C, 5-columns) Column selection valve V9-C also has the integrated bypass and reverse-flow functions. Connection of up to five columns for automatic column switching is possible using this valve. Connection of multiple columns minimizes manual intervention and reduces further the risk of introducing air into the column. The column selection valve has two integrated pressure sensors; the first sensor measures pressure before the column,enabling protection of the column hardware while the second measures the pressure after the column. The pressure drop over the column (Δp) is calculated by measuring the difference between the two pressure readings and can be used to protect the packed media bedit Switch automatically between 5 columns. Automate cleaning and increase eluted concentration using column bypass and reverse flow. Safeguard columns through pre-and post-column pressure measurements. : 1 Nos 5. Code No. : 29-0113-56 : Outlet Valve Kit (V9-Os, 1-outlet) : 1 Nos 6. Code No. : 29-0113-59 : pH Valve Kit (V9-pH It includes an integrated pH electrode that enables in-line pH monitoring during the run. The pH monitor is easily calibrated by injection of calibration buffer directly into the valve with the pH electrode mounted.It Monitor pH gradients and elution conditions. Designed for easy handling - maintain the electrode in the flow path during storage and calibration. Perform quick by-pass of flow restrictor by switching valve position. : 1 Nos 7. Code No. : 28-9565-02 : Air sensor L9-1.2mm : 1 Nos 8. Code No. : 28-9563-42 : Adapter for air sensor : 1 Nos 9. Code No. : 18-1154-24 : AKTA USER KIT : 1 Nos 10. Code No. : 18-1113-98 : SAMPLE LOOP 100 UL, INV-907 : 1 Nos 11. Code No. : 18-1113-99 : Sample loop, PEEK, 500 µl, 1 : 1 Nos 12. Code No. : 18-1114-01 : Sample loop, PEEK, 1 ml, 1 : 1 Nos 13. Code No. : 18-1114-02 : SAMPLE LOOP 2.0 ML, INV-907 : 1 Nos 14. Code No. : 18-1140-53 : SAMPLE LOOP 5 ML, PEEK : 1 Nos 15. Code No. : 18-1023-85 : Superloop 150 ml. : 1 Nos 16. Code No. : 18-1112-57 : Union 1/16” female/M6 male : 1 Nos 17. Code No. : 28-9137-66 : UNICHROMAT 1500 : 1 Nos Chromatography Cooling Cabinet Model (220 V/50 Hz) Equipment for GE Healthcare AKTA System With special refrigeration system for the AKTA System Electronic CAREL or Equivalent with back up battery 2x PT 1000 Sensor, The humidity control is based on the evaporator fan functioning according to the compressor working status Exhaust body in white 70 mm isolation Temperature from 1 - 18 deg 2 X Glass Doors, self closing and lockable 2 X Fluorescent tubes Wheels with brake + one feet Alarm system (HACCP Alarm, memory for the last 3 alarms) Digital display for all functions Output contact for external alarm system Automatic defrost system with electrical heaters Forced air refrigeration Refrigeration system complete on the top of the equipment R404a Power 700 W CE & ISO certification Ext. Dimensions: 1485x816x2000mm Int. Dimensions: 1240x670x1520mm Holes for cable (dia 38 mm) on the left & right : 2 Nos Under 0 deg protection by separate thermistor : 1 Nos Over temperature protection by seperate thermistor : 1 Nos Special support system for AKTA system : 1 Nos Max 100 Kg on the left side of the chamber Dimension: 585 X 645 mm (52 cm from the Unichromat base) Stainless Steel shelves (on the right side of chamber) : 3 Nos Dimension: 525 X 490 mm, Max: 20 Kg Power Plugs (2 left & 2 right) : 4 Nos 19. Code No. : 17-1165-01 : HIPREP 16/60 SEPHACRYL S-100 HR : 1 Nos 20. Code No. : 17-0709-10 : DEAE SEPHAROSE FAST FLOW, 25 ML : 2 Nos 25. Code No. : 19-5101-01 : COLUMN C 16/20 : 2 Nos 27. Code No. : 19-5101-01 : COLUMN C 16/20 : 5 Nos 32. Code No. : 19-5101-01 : COLUMN C 16/20 : 5 Nos 22. Code No. : 17-0719-10 : CM SEPHAROSE FAST FLOW, 25 ML : 2 Nos 24. Code No. : 17-0510-10 : Q SEPHAROSE FAST FLOW, 25 ML : 2 Nos 26. Code No. : 17-0729-10 : SP SEPHAROSE FAST FLOW, 25 ML : 2 Nos 28. Code No. : 17-5248-02 : HISTRAP HP 5 X 5 ML : 2 Nos 29. Code No. : 17-0032-01 : SEPHADEX G-25 FINE 100 G : 1 Nos 31. Code No. : 17-0973-10 : PHENYL SEPHAROSE 6 FF /HS, 25 ML : 2 Nos 33. Code No. : 29-0232-11 : Additional warranty on AKTA PURE M : 1 Nos 34. Code No. : 28-9542-15 : pH electrode : 1 Nos | Chemistry | Dr. Jeetender Chugh | 3157163.0625 |  |  | FPLC : AKTA pure M | GE Healthcare Bio-Sciences Ltd L12, Office Tower, Langham Place 8, Argyle Street, Mongkok Kowloon , Hong Kong |  |  |  | cjeet@iiserpune.ac.in
AUTOMATED FLASH CHROMATOGRAPHY SYSTEM |  | Lab No C315, Second Floor, C- Wing, main Building | Yamazen Corporation (Japan) Recruit Shinosaka Bldg, Nishinakajima, Yodagawa-Ku, Osaka 532-0011, Japan | RE-X10 | PR-150122 | IISER | IISER |  | AUTOMATED FLASH CHROMATOGRAPHY SYSTEM Model AKROS Flash chromatography System integrated with TLC Image Reader & Accessories System Includes (P/N-A0792S2TLC) Solvent Delivery Pump including automatic Gradient Mixer Variable UV-VISIBLE detector prep UV-10V with Flow Cell 0.2mm path length Fraction Collector FR 360 With 2 racks of 18 x 150mm (22ml)-(150 Tubes) System controller Software, Column Stand Standard accessories ( Tubing’s & fittings) and Supplied with All in one Touch pad PC ASUS Model with following specifications:- Windows 7 operating system 15.6" screen and 320GB SATA Hard Disc Matte-finished LED touch screen offers better screen visibility • Built-in 2 COM ports, HDMI-out port VGA-out port allows versatile application • USB 3.0 - 10 times faster than USB 2.0 Empty Inject Column:- Sample Loader (14ml or 14gm) for Liquid & Solids Cat . No :W907-02 Size Code : M Chargeable Sample amount (ml/gm) : 14 Package unit : 20 Column Adapter & Holder for Inject Column Cat No.B062 : Columns Adapter & holder : Inject Column Adapter Size M : 01 Nos Cat No.A981 : Columns Adapter & holder : Inject Column Holder Size M : 01 Nos Premium Universal Column - Silica Disposable Columns packed with High performance Silica Gel, Luer Lock type, Pore Size 60 angstroms, Particle size 25-40 Microns Size Code :S :Dimension (CM) OD X Over all Length :1.8X 11.4 :Weight Packed Material :7g : Cat . NO :UW109-01 (Set of 10) : 1set Size Code :M : Dimension (CM) OD X Over all Length :2.3 x 12.3 : Weight Packed Material :16g : Cat . NO :UW102-01 (set of 10 ) : 1 set Size Code :L : Dimension (CM) OD X Over all Length :3.0 X 16.5 : Weight Packed Material :40g : Cat . NO :UW103-01 (set of 10) : 1+1 set Reverse Phase Column (C-18) Disposable/Reusable Columns packed with C-18-derivatized Silica , Luer Lock type, Pore Size 120 angstroms, Particle size 50 Microns Size Code : S : Dimension (CM) OD X Over all Length :1.8 X 11.4: Weight Packed Material : 7g: Cat . NO : UW119 - 5 no’s Size Code : M : Dimension (CM) OD X Over all Length :2.3 x 12.3 : Weight Packed Material :14g: Cat . NO : UW112-01 (set of 10) - 1set Empty Glass Column ( MM Column) Sl.no : E Cat No.: MM-1515-300 Neck I.D. (mm) : 15 Column I.D. (mm): 15 Length (mm): 300 1 No. Sl.no : K Cat No. : MM-1520-300 Neck I.D. (mm): 15 Column I.D. (mm): 20 Length (mm): 300 1 No. Sl.no : R Cat No.: MM-1530-300 Neck I.D. (mm): 15 Column I.D. (mm): 30 Length (mm): 300 1 No. ELSD Detector Evaporative Light Scattering detector, Model Flash ELSD-100X (Cat No. A360) : 01Nos | Chemistry | Prof. Srinivas Hotha | 2232902.1 |  |  | Flash Chromatography System : AKROS | Yamazen Corporation (Japan) Recruit Shinosaka Bldg, Nishinakajima, Yodagawa-Ku, Osaka 532-0011, Japan |  |  |  | s.hotha@iiserpune.ac.in
GLOVE BOX and SOLVENT PURIFICATION SYSTEM |  | Lab C127, first floor, C- Wing Main Building | M.Braun Inertgas-Systeme GmbH.- Dieselstr 31, D-85748 Garching, Germany | Unilab plus eco | 9910 10886 | IISER | IISER |  | A) Glove Box Work Station: 1 Nos. Model UNIlab Plus SP [1200/780] Code: 1500901 Inner Box Dimensions: 920mm x 1200mm x 780mm [H x L x D] bolted side panels material stainless steel Box Windows inclined panel lexan thickness of 10mm Special coating for chemical and scratch resistance Dust filter 0.3 micron, class H13, One gas inlet/One gas outlet filter Automatic Pressure with sensor ,range -15mbar to +15mbar Additional Foot pedal for Box Pressure adjustments, water proof Leak rate <0.05 vol % h Typical (Class 1) also including, Purification System Closed loop gas re-circulation containing Single filter Purifier Re-generable Automated regeneration. Program Capacity : Oxygen removal: 36litres Moisture removal: 1300 grams Attainable purity : < 1ppm H20 and < 1ppm O2. Working gas Nitrogen, argon, Helium Heater Integrated Regeneration Purifier unit re generable Fully Automated regeneration program, Auto restart Regeneration gas N2/H2 mixture(Hyd 3-5%) or AR/H2(hyd3-5%) Circulation unit Integrated blower ,vacuum tight, Oil free ,vacuum tight Flow rate 88m3/h at ∆ 60mbar(60Hz) Optimum system tuning by frequency pre selection for blower Vacuum pump . Type rotary vane pump Oil mist filter Oil re-circulation Automatic gas ballast control 12m3/h, dual stage Valves type Main valves: Electro-pneum, valves Control valves MB LogicSVB: Magnetic valve system DN 6/10 (Brass) Piping type Main piping: Stainless Steel DN40 KF-flange system Control pipework: DN 4/10 Antechamber Type Cylindrical , 390mm diameter, Length 600mm (inside dimensions) Material stainless steel, thickness 2.5mm Sliding tray stainless steel Doors Aluminium, anodized, thickness10mm.1/4”flat Inside surface brushed finish Outside surface coated grey Door lock easy to operate, spindle lock Pressure gauge , manometer analogue display Vacuum/refill: Semi-automatic operation Shelves : Stainless Steel, 6 split into 3 row, Height adjustable Dimension: Total 1000mm length , depth 220mm Glove ports (02) : Type ( Polyoxymethylen) 220mm dia , O ring sealed Gloves Butyl, Thickness ).4mm Box Light: Fluorescent lamp front mounted System Control: PLC MBraun with 7” Color Touch Screen Monitor In built Power Saving Features, Automatically Switch off of Vacuum pump, when antechamber not in use, Reduce/increase blower speed based on oxygen and moisture levels, Fluorescent light switch off when not in use. 1500250: Mini- Antechamber. : Diameter: 150 mm, Length 400 mm, Cover: Hinged cover inside and outside, Operation: Manual, 3 – way valve, Inc. Sliding tray, Mounted on right end panel : 01 Nos. 1500684: Sensor set: 1 Set 1 set containing Solid state, O2 Sensor, 0- 1000 ppm 0 to 10 output, 3m cable included : 1 Nos And Solid state, Moisture sensor, 0-500 ppm 0 to 10V output, 3m cable included : 1 Nos 1500326: MB-LMF-2/40: Solvent filter system for M.Braun gloveboxes With gas purification system Adsorber : Activated charcoal, 5 kg : 01 Nos. 1500283: Fully automatic antechamber control : 01 Nos. 1500334 : MB-GS-35 DIN R : Refrigerator -35ºC (3 trays inside): 01 Nos. 1500117: Heat exchanger for Unilab: 01 Nos. 1500900 : Recirculation chiller for M.Braun systems: 01 Nos. 3000047 : Gloves, butyl, 0.4mm size L, 220mm Dia, anatomical: 03 pair 2600239 : O ring for gloves, dia 220mm : 4 Nos B) Integrated 5 line - Solvent Purification System (SPS) Features: Type : Encapsulated Solvent Purification System w/Vapor Hood External Dimensions : (5 SPS) 1300 mm (W) x 2032 mm (H) x 1070 mm (D) System Control : Manual Operation : Hand Valves Dispense Solvent Material : Stainless Steel (1.4301 / US 304) Leveling Feet : Yes Manifold : Stainless Steel Piping w/ Three Way Hand Valve Work Shelf : Adjustable Shelving w/ Vertical Clamping Posts Castors for Easy Mobility : Yes Vacuum Pump : Oil Free Diaphragm Pump, included Solvent Flow Rate : <1,000 ml / Minute Electrical Power : 230 V / 50-60Hz, 10 Amps, 115V/50-60Hz, 15 Amps (Vacuum Pump & PLC Controller) Solvent Storage Safety Cabinet : Meets EN14470-1 Performance or NFPA Regulation Code 30 Vapor Removal / Exhaust : Vapor Hood w/ 4” Connection & Emergency Cut-off Valve Process : Closed Loop System Dispensing : From the SPS system, Inside Glove box, or Combination of Both Working Gas : Nitrogen or Argon (Typically a Nitrogen Source of 99.99% Purity or Better) Solvent Regulation : Independent Regulator for Each Solvent Integrated safety cabinet : with room for up to 5 solvents (20 l size). (US standard) Solvent Line Material : Color Coded Stainless Steel Line (1.4301 / US 304) Inlet Pressure : Inlet Pressure Set Between 4.0 bar and 6.0 bar Working Pressure : Working Pressure Set between 0.3 bar and 0.5 bar Filter Type : Double Column Solvent Filtration Filter Column Construction : Two Stainless Steel Columns Per Solvent (1.4301 / US 304 Filter Column Size : 4.8L (1 Gallon) Particle Filtration : Filter Columns Equipped w/ Pre-Filters Filter Material : Depends on Solvent type Filter Column Capacity : Up to 800L Filter Column Activated : Columns Activated Before shipment Attainable Purity : Attainable Purity Varies According to Solvent Type Solvent Storage Vessel Material : Stainless steel Reservoir (1.4301 / US 304) Capacity : 17L Features : Double Valve Shutoff, Swagelok Quick Connects, Kevlar Dip Tube, Over Pressure Valve and fill Port Piping : Stainless Steel ¼” Piping w/Swagelok fittings and ¼” Stainless steel jacket SYSTEM CONFIGURATION CONSISTING OF THF, TOLUENE, PENTANE, DIETHYL ETHER, DCM) 1501010 : Solvent Purification System MB-SPS-Manual -5: 1 Nos 1501013: Double Purification Column (10kg) MB-SPS- Column2: 5 Nos 1501012 : Safety Cabinet (euro standard): 1 Nos 1501023: Solvent Reservoir (17 Litres ) MB-SS-Reservoir: 5 Nos 1501022: Glass ware storage flask MB-SPS-storage flask : 5 Nos 1501018: Membrane Vacuum pump 20L/min, 8mbar capacity: 1 Nos. 1501031: Glove box Integration : 1 Nos. | Chemistry | Prof. Shabana Khan | 6343289.0977 |  |  | Glove Box and Solvent Purification System : UNIlab Plus SP [1200/780] | M.Braun Inertgas-Systeme GmbH.- Dieselstr 31, D-85748 Garching, Germany |  |  |  | shabana@iiserpune.ac.in
Zeta Potential and Particle Size Analyser with optional accessories |  | MAIN BUILDING, Chemistry Wing, First floor, Lab C212 | Malvern Instruments Ltd Enigma Business Park Groovewood Road Malvern Worcestershire WR14 1XZ United Kingdom | ZEN3690 | MAL1033427 | 30108003 (GAP-CH-08-0001), (DST-Sponsored Project) | 30108003 (GAP-CH-08-0001), (DST-Sponsored Project) |  | Zetasizer Nano PART NO: ZEN3690 – 1 No Zetasizer Nano ZS90 for the measurement of size, molecular weight and zeta potential of dispersed particles. Includes 4mW He-Ne laser Size range: 1nm to 3microns* Molecular weight range: 1x10E4 to 2x10E7Da* Size range for zeta potential: 5nm to 10 microns Size measurement angle: 90º Mobility range: Nominally +/- 10cm/Vs Conductivity range : 0 to 200mS/cm Temperature range: 2ºC to 90ºC (70ºC maximum with folded capillary cell DTS1060) Only compatible with Windows 2000 pro and XP pro operating systems *Sample dependent Includes:- Optics unit with internal 4mW, 633nm He-Ne laser. System conforms to the requirements of CDRH Class 1 and BS EN60825 Class 1. Installation kit comprising: Software on CD Manual Mains cable USB cable Spare fuses Consumables kit comprising: Folded capillary cell, pack of 25 Polycarbonate with gold plated electrodes and 50 stoppers (DTS1060) One 12mm o.d. square glass cuvette with round aperture and stopper (PCS8501) 100 12mm o.d. square disposable polystyrene cuvettes with 100 stoppers (DTS0012) Malvern electrophoresis standard, box of 10 syringes containing ready to use standard in pH 9.2 buffer. (DTS1050) Test sample (single syringe of DTS1050) PSS0012 Malvern Instruments' DTS Application Software running in a Windows* environment and offering a user-friendly graphics interface for analysis and data manipulation functions. Not included: Purchase of the universal ‘dip’ cell option (ZEN1002) is required for zeta potential measurements of samples not compatible with DTS1060 polycarbonate cells, and samples in dispersants with a dielectric constant less than 20. Computer required but not included Minimum recommended computer specification: Pentium P4 PC 2.8GHz, 512MByte RAM, 160GByte hard disk drive, 1024 x 768 screen resolution, CD-ROM drive, USB port, Windows XP Pro (SP2) operating system. Note. A laptop computer must have a free USB port to operate with the system Price: ……………(Excludes Computer & Printer)………………………GBP 22133.69 OPTIONAL ACCESSORIES PART NO: ZEN1002 – 2 Nos @ GBP 1396.32 Universal 'dip' cell kit for samples in aqueous and non-aqueous, i.e. non-polar dispersants such as hydrocarbons. Compatible with PCS1115 cuvettes. Includes electrode assembly with Palladium electrodes with 2mm spacing and one PCS1115 cuvette and cap. Compatible with all Nano series systems that measure zeta potential. Amount:…………GBP 2792.64 SAMPLE CUVETTES PART NO: DTS 1060 -3 Nos @ GBP 116.94 Disposable cuvettes for the measurement of size and zeta potential with the Zetasizer Nano series. Pack of 25 with 50 stoppers Amount:……………GBP 350.82 PART NO: DTS0012 2 Nos @ GBP 49.75 12mm square polystyrene cuvettes, pack of 100 with 100 stoppers for the Nano series Amount :……………..GBP 99.50 ZEN2112 – 2 Nos Low-volume quartz batch cuvette for size and molecular weight measurements for use with the Zetasizer Nano series(Minimum sample volume S/ZS is 12 microlitres, S90/ZS90 minimum is 20 microlitres, maximum volume 45 microlitres) NOTE: All systems with S/N less than MAL500119 need an upgrade to the optics. This will require a visit by a Malvern trained service engineer Amount:…………….GBP 626.60 | Chemistry | Prof. M. Jayakannan | 1984047.975 |  |  | Zeta Potential & Particle Size Analyser : Zetasizer Nano | Malvern Instruments Ltd Enigma Business Park Groovewood Road Malvern Worcestershire WR14 1XZ United Kingdom |  |  |  | jayakannan@iiserpune.ac.in
GLOVE BOX |  | Main Building C wing First Floor Lab No C216 | JACOMEX Rue Du Bicentenaire – Zone Les Pres Seigneurs 01120 Dagneux, France | GP13 | 4164 | IISER | IISER |  | GP(CONCEPT)-T3 MODULAR GLOVEBOX in Stainless Steel (US 304L): - Dimensions L/H/D: 1500 x 900 x 725 mm - Automatic Stainless Steel vacuum chamber Ø 400, electropolished, length 600 mm (on the right or left side) - Stainless steel supporting frame (Casters and lock-out cylinders) - Vacuum pump 21m3/h with mist eliminator - 1 leaklight electrical feedthrough Bi + T 220V - 2 blanket leaklight feedthroughs ISO KF40 INDEPENDANT PURIFICATION UNIT single filter with :- Regeneration process - Automatic pressure control - Circulator with variable flow - Capacity: O2 = 30L; H2O = 1440g - Interface with touch panel - Stainless Steel module, on casters - Configured to receive a solvents trap module solvents P(SYS)-CA GLOVEBOX Chamber Details: Box Shell: Stainless Steel XCrNi18-9 (US 304L), 3mm thick Pipes: Entirely in Stainless Steel (US 304L) View Window: Toughened, Inclined panel 10”, Bolted, easy dismountable. Glove port: HPDE – Three Grooves, 186 mm Door: Quick lock door 186 mm diameter, practical placement of the gloves without pollution. Gloves: Butyl thickness, 0.6 mm, length 750 mm, Ambidextrous – size 7.5 or 8.5 Light: LED – with on off switch. Shelves: 2 Standard Stainless Steel shelves, adjustable height. Supporting Frame: Stainless Steel, casters and lock out cylinders. Feedthrough: 1 leaktight electrical feedthrough Bi + T220V, 2 blanket leaktight feedthroughs ISO KF 40 Tightness: Class 1 according to ISO 10648 -2 norm (Oxygen method), Leak rate < per hour 5.10-4 per hour Box Shell Dimension: 1500X900X725 mm User Interface Touch panel: English – French – German User help: Integrated to touch panel Display: Pressure (Pa or mmWG) O2, ppm H2O, ppm or ºC DP Controls: Vacuum Chamber handling Force Flushing, Regeneration/Purification. Programmable Logic Control: Supplied. Setting: vacuum Chamber Cycle (Vacuum/filling up time/number of cycles) Flow of the blower, Pressure Control Purification Process: Closed loop inert gas circulation, regenerable purifying loads Purification Unit: Independent module P (sys), Arrangement right or left side of the glovebox. Pipes & Reactors: Stainless Steel (US 304 L) Purification: 1 purification column for H2O and/or O2. Performance: H2O < 1ppm, O2 < 1 ppm Measures (O2) & (H2O): Independent analysis circuit for easy maintenance and calibration and without pollution. Capacity: O2: 30L H2O: 1440 g Purification flow: From 0 to 40 cu. m/hr (ΔP:20mbar). Extended up to 110 cu. m/hr Blower: Centrifugal Blower single stage, in a tight box, Adjustable flow Brushless motor with electronic commutation. Cooling System: Not necessary, any temperature rise. Explained below. (No chilled water needed: New concept of purification units recirculation is based on brushless motors, which are mounted into external tight stainless steel housings. The process provides absolutely no temperature increased, unlike motors compressing the gas, whereas gas will need to be cooled at the outlet of the encapsulated motor. Some of our units (GP(concept)-II only are specially air-cooled). Therefore chilled water supply is unnecessary. It means that our motor is not generating a temperature increase during purification because the gas is not hardly compressed. On a “single-line” purification unit the catalyst bed is working at room temperature. The total purification capacity (giving autonomy) of 30L of oxygen is given through a load of 6 KG copper catalyst (plus of course 6KG of molecular sieve for moisture removal). Of course during regeneration of catalyst, copper is heated and monitored through the PLC, but only during this step. Regeneration Process: Automatic, Inlet and outlet regeneration gas through electrovalves. Reactor insulation through hand valves. Heating: Integrated temperature regulation controlled through automate and temperature cut – out. Tightness: Leak rate < 10 -5 mbar.L.per sec. Regeneration: 95% N2 or Ar + 5% H2. Vacuum pump: Included, 21m3/h with mist eliminator, oil recirculation, automatic gas ballast control, ultimate vacuum < 1 x 10 -5mbar Quick Purge PLC, Included Time controlled main antechamber included. Special features: - USB connection with touch screen to bring glovebox status data to your PC. - Continuous electrovalve operating display on your screen. - Red light Alarm for the level of O2 & H2O. - Possibility of automatic door opening of big antechamber. - Coloured display indicating all parameters for easy identification. - 7” colour touch screen with 65K colour screen. Led retro lighting. Resolution 800 x 480 pixels. Windows CE professional interface. Internal memory and SD 4Go memory card supplied with the screen. USB and Ethernet ports for data saving and transfer to laptop. Continuous control, graphic seeing of data (H20, 02, Pressure, Temperature) and automatic recording each 2 minutes. Historical period 3 months. This feature help immediate on line solution for maintenance & direct Connectivity with manufacturer antime. Catalog No BIGP0003 GLASS FRONT PANEL Thickness 10 mm Including. 2 pair of gloves 4 pair of O ring for gloves 4 pair of O ring for miniantechamber diameter 150mm 2 pair of O rings for main antechamber One Pack of activated charcoal. : Qty : 1 Nos 21968.00 EURO Catalog No. PATX0008 MINI ANTECHAMBER: Dia150 mm Length 400mm, Quick lock doors, control through a 3 – way hand valve. : Qty : 1 Nos 770.00 EURO Catalog No. SEBI0001 O2 ANALYZER Technology: Galvanic fuel cell oxygen sensor Measurement and analysis rage: 3 ranges in ppm: (0-100/1-1000/0-10000) 3 ranges in %: (0-1/0-10/0-25) Electronics: Integrated microprocessor control, selection of ranges, calibration. Data Readings: 2 wire loop powered connection via a 4-20 mA Analog output. Accuracy: +/- 1 in full range. Resolution: +/- 0.1% in full range: Qty : 1 Nos 1320.00 EURO Catalog No. MEAC0010 H2O ANALYZER Technology: Ceramic Moisture sensor Measurement Ranges: -100/+20 ºC (Dew Point). Equivalence DP – PPM values as below: ºC (Dew Point) -100 - 76 -60 -42 +20 PPM value 0.01 1 10 100 23700 Accuracy: +/- 2 ºC DP. Calibration: Calibration certificate in 7 points (NPL & NIST) Electronics: Integrated microprocessor. Data Readings: 3 wire loop powered connection via a 4-20 mA Analog output. : Qty : 1 Nos 1685.00 EURO Catalog No. MEAC0011 SOLVENTS TRAPPING System (CA-VC) filled with 6 KG Activated charcoal, easily isolated by hand valves for reloading Or maintenance. : Qty : 1 Nos 1685.00 EURO Catalog No. UPPU0004 FREEZER -40°C, 2 shelves, 27 liters No vibration in glove box due to freezer operation Mounted on a vibration free platform, suitable for applications Like crystal growth etc. : Qty : 1 Nos 2648.00 EURO Catalog No. CLGF0002 H13, HEPA FILTER FLOW, 50 Cu. m/hr. . : Qty : 1 Nos 5544.00 EURO Article No. FICA 5035 FILTER Support . : Qty : 1 Nos 166,00 EURO Catalog No. ACFI0001 4 BANANA Ø4 /NW40 FEEDTHROUGH . : Qty : 1 Nos 132.00 EURO Catalog No. TCTRB1000 INSULATED BNC 50 OHMS FEEDTHROUGH . : Qty : 1 Nos 280.00 EURO Catalog No. SETR0026 FOOT CONTROL FOR ADJUSTING Pressure. : Qty : 1 Nos 78.00 EURO Article No. DIDIVERS Feedthrough for solvent feedthrough to integrate solvent purification in future. : Qty : 1 Nos 350.00 EURO Article No. DIDIVERS. : Qty : 2 Nos 250.00 EURO Eacj 1250.00 EURO Total | Chemistry | Prof. R. Boomi Shankar | 2716055.969 |  |  | Glove Box : GP(CONCEPT)-T3 | JACOMEX Rue Du Bicentenaire – Zone Les Pres Seigneurs 01120 Dagneux, France |  |  |  | boomi@iiserpune.ac.in
High Performance Cluster Master Node |  | Main Academic Complex, Ground Floor, Chemistry Wing, C-101, Cluster Room | Netweb Pte Ltd., 1 Ubi Crescent #06-03 No.1 Building Singapore – 408563 | Superserver | 123456789 | 30113110 | 30113110 |  | Processor:2 x Intel Xeon E5-2650V2 (Eight-core, 2.6 GHz, 20M, 8 GT/s QPI) (115W) Chipset: Intel® C602 RAM:4 x 16GB (Total 64GB) DDR3-1600 ECC (Max 512GB, 16 DIMMs) RAID:SAS2 from LSI 2208 HW RAID 0, 1, 5, 6, 10, 50, 60 support (1 GB Cache) HDDs:4 x 2000GB SATA Enterprise 7200 RPM 3.5"HDD &1 x SLIM DVD RW Graphics: Matrox G200eW NIC:Intel® i350 Dual Port Gigabit Ethernet Controller, 1 x Single Port QDR 40G Infiniband Adapter (With 1 x 2M QDR QSFP Infiniband Cable ) Key Board/ Mouse: Included Monitor:24"LCD Monitor Exp. Slots:1 PCI-E 3.0 x16 and 6 PCI-E 3.0 x8 (All Low Profile Slots) Ports:1 Serial, 7 USB 2.0 (4 rear + 2 via header + 1 Type A) , 2 x RJ45 LAN ports &1 x RJ 45 Management Port &1 x VGA Port Chassis:2U Rack Mountable with Sliding Rails (With 8 x Hot Swap 3.5"HDD Bays) P. Supply:740W Redundant Power Supplies Platinum Level (94%+) HPC Software: Open Source Linux Operating System and Open Source Cluster Management Software : 1 Nos 6025 2. High Performance Cluster: Compute Node : Processor: 2 x Intel Xeon E5-2650V2 (Eight-core, 2.6 GHz, 20M, 8 GT/s QPI) (115W) Chipset: Intel® C602 RAM: 4 x 8GB (Total 32GB) DDR3-1600 ECC (Max 256GB, 08 DIMMs) RAID: SATA 3.0 (6Gbps) with RAID 0, 1 HDDs: 1 x 1000GB SATA Enterprise 7200 RPM 3.5"HDD Graphics: Matrox G200eW NIC: Intel® i350 Dual Port Gigabit Ethernet Controller, 1 x Single Port QDR 40G Infiniband Adapter (With 1 x 2M QDR QSFP Infiniband Cable ) Exp. Slots: 1x PCI-E 3.0 x16 FHHL Expansion slot Ports: 1 Serial, 4 USB 2.0 (2 rear, 2 via header), 2 x RJ45 LAN ports &1 x RJ 45 Management Port &1 x VGA Port Chassis: 1U Rack Mountable with Sliding Rails (With 2 x Hot Swap 3.5"SATA HDD Bays) P. Supply: 500W Redundant Power Supplies Platinum Level (94%+) : 10 Nos 4290 USD Each 42900USD Total 3. High Performance Cluster : GPU Compute Note : Processor: 2 x Intel Xeon E5-2650V2 (Eight-core, 2.6 GHz, 20M, 8 GT/s QPI) (115W) Chipset: Intel® C602 RAM: 4 x 8GB (Total 32GB) DDR3-1600 ECC (Max 256GB, 08 DIMMs) RAID: SATA 2.0 3Gbps with RAID 0, 1, 5, 10 &SATA 3.0 6Gbps with RAID 0, 1 HDDs: 1 x 1000GB SATA Enterprise 7200 RPM 2.5"HDD Graphics: Matrox G200eW NIC: Intel® i350 Dual Port Gigabit Ethernet Controller, 1 x Single Port QDR 40G Infiniband Adapter (With 1 x 2M QDR QSFP Infiniband Cable ) Exp. Slots: 3x PCI-E 3.0 x16 slots (support GPU/Xeon Phi cards), 1x PCI-E 3.0 x8 (in x16) low-profile slot Ports: 1 Serial, 2 USB 2.0 , 2 x RJ45 LAN ports &1 x RJ 45 Management Port &1 x VGA Port Chassis: 1U Rack Mountable with Sliding Rails (With 4 x Hot Swap 2.5"SATA HDD Bays) P. Supply: 1800W Redundant Power Supplies Platinum Level (94%+) : 1 Nos 5290 USD 4. High Performacne Cluster : Infiniband Switch : Primary Interconnect: QDR Infiniband Switch 18-Port QDR 40Gbps Infiniband Switch Mellanox MIS5023Q-1BFR : 1 Nos 3090 USD 5. High Performance Cluster : Gigabit Switch : Secondary Interconnect: Gigabit Ethernet Switch Appropriate Gigabit Ethernet Switch with required number of cables DGS-1024D – D-Link : 1 Nos 155 USD | Chemistry | Prof. Arnab Mukherjee | 3578953.56 |  |  | Server : HPC Master Node | Netweb Pte Ltd., 1 Ubi Crescent #06-03 No.1 Building Singapore – 408563 |  |  |  | arnab.mukherjee@iiserpune.ac.in
High Frequency Impedance Analyzer Proton conductivity measurement set up |  | Main Building, C Wing, First Floor, Lab C-213 | BIO-LOGIC SAS 1, rue de l’Europe CLAIX-F-38640 France | MTZ-35 | 115 | 32514150 | 32514150 |  | Part No : 097-100 : Bio Logic make MTZ-35 model High Frequency Impedance Analyzer-Proton conductivity measurement set up including MT-Lab software : Qty 1 Nos Part No : AAH82212 : Medline Make TH - PE - 25 Constant Temp. and Humidity Chamber(25L) : Qty 2 Nos Part No : RTD679 : THE-601-6 Wire shelf[TH(TC)-ME/PE-25] : Qty 2 Nos Part No : AAA80602-6 : THE-602-6 Perforated shelf[TH(TC)-ME/PE-25] : Qty 2 Nos Part No : AAA80602-6 : 20mm Sample Holder for 2 probe and 4 probe : Qty 1 Nos 2 No. Oven. Sr. No. : W065205 Model-TH-PE-025 Anylizer. Sr. No. : 0115 Model-MTZ-35 | Chemistry | Prof. Sujit Ghosh | 3107487.012 |  |  | High Frequency Impedance Analyzer-Proton conductivity measurement set up : MTZ-35 | BIO-LOGIC SAS 1, rue de l’Europe CLAIX-F-38640 France |  |  |  | sghosh@iiserpune.ac.in
High Performance Liquid Chromatograph System |  | LAB C 312 SECOND FLOOR C WING MAIN BUILDING | Agilent Technologies Singapore (Sales) Pte Ltd Company No.199904761K, No.1 Yishun Avenue 7 Singapore 768923 Singapore | G1311B | DEAD15316 | 30115195 | 30115195 |  | G1311B 1260 Infinity Quaternary Pump Maximum pressure 600 bar. Includes integrated 4-channel degassing unit quaternary pump, column, connecting capillaries, solvent cabinet and CAN cable. Qty 1 Nos G1311B 001 HPLC System Tool Kit Contains tools required for operating and maintaining an Agilent 1200 Infinity Series LC system. Qty 1 Nos G1311B 002 HPLC Starter Kit incl. 0.17mm id cap Contains solvent bottles, 0.17mmID capillary starter kit, Cybertool, Rheotool, tubing-cutter. Ideal for the use of 3-4.6mmID columns. Qty 1 Nos G1311B 032 Active inlet valve (AIV) option. The 600bar pump is equipped with an active inlet valve instead of a passive inlet valve. Qty 1 Nos G1329B 1260 Infinity Standard Autosampler Features flow-through design up to 600 bar. Includes 100-vial (2mL) tray, CAN cable and 100 uL loop. Optional extended injection range and thermostatting. Qty 1 Nos G1316A 1260 Infinity Thermostatted Column Compartment. Two separate heat exchangers for solvent pre-heating up to 80 degree C. Qty 1 Nos G1315C 1260 Infinity Diode Array Detector VL+ Provides 80Hz data acquisition rate RFID tags for flow cell and lamp and 128MB compact flash card for data recovery. Includes long-life deuterium and tungsten lamp. Qty 1 Nos G1315C 018 Standard flow cell Qty 1 Nos M8211AA OpenLAB CDS EZChrom Workstation VL Includes software and core license. PC not included. Qty 1 Nos G1311-60003 Bottle Head Assembly for screw cap solvent bottles Qty 2 Nos 5188-6591 Screw top vial with fixed insert, clear, 300 uL insert volume, 100/pk Qty 2 Nos 5185-5820 Blue screw caps,PTFE/red sil septa,500pk Qty 1 Nos NYN-003 Durapore, hydrophilic filter, 0.45μm, 47mm, white, plain (100/pk) Qty 1 Nos NYN-002 Corning(R) Costar(R) Spin-X(R) centrifuge tube filters, Cellulose acetate membrane (100/pk) Qty 1 Nos SYS-LC-1260 9C3 CrossLab Bronze Govt/Acad - 3yrs total Qty 1 Nos Sr. No : DEADN15316 Pumping System Sr. No : DEACC4311 Sample injecting System Sr. No : DEACN43729 Detector NYN-001 : HP Laserjet Pro MFP M128fn-CZ184A Printer Sr. No : CNB7HDGL64 Warranty: 1 Year Rs. : 16689.23/- and NYN-001 : HP Pro Desk 600 G1 TWR Desktop -C8T90AV CPU Sr. No : INA616QH7F Warranty : 3 Year Rs. : 42616.73/- and NYN-001 : HP 19" Square LCD Moniter-D2W67AA Monitor Sr. No : CNK6080NGZ Warranty : 3 Year onsite Rs. : 10877.05/- GUARANTEE / WARRANTY: Warranty must be for a period of 03 years from the date of installation and acceptance at IISER Pune Any replacement during the warranty period, the entire cost will be borne by the supplier. | Chemistry | Prof. S. G. Srivatsan | 2477848.125 |  |  | High Performance Liquid Chromatograph : Agilent | Agilent Technologies Singapore (Sales) Pte Ltd Company No.199904761K, No.1 Yishun Avenue 7 Singapore 768923 Singapore |  |  |  | srivatsan@iiserpune.ac.in
UV VIS NIR Spectrophotometer and Accessories |  | Main building,First Floor, C Wing, Lab C 214 | Shimadzu (Asia Pacific) Pte Ltd 79, Science Park Drive, #02-01/08 Cintech IV, Singapore Science Park 1, Singapore – 118 624 | UV-3600 PLUS | A120153 | 30115216 | 30115216 |  | UV-VIS-NIR system and Accessories : 1 : 207-20700-58 Shimadzu UV-VIS-NIR Spectrophotometer, UV-3600Plus : 1 No. 2 : 207-20100-58 Integrating sphere attachment, ISR-603 : 1 No. 3 : 206-29510-44 Thermoelectrically temp. controlled cell holder : 1 No. 4 : 206-89065-41 Powder sample holder : 1 No. Sr. No. : A12015300210 and FOC Item : Matched pair of 3ml, 10mm quartz cuvettes – 02 Pairs LENOVO Desktop : Intel Dual Core 4 GB Ram/ 500 GB HDD/ NO ODD/ USB PORTS/ KBD & Mouse / 18.5" Led Monitor/ Serial Port Card, Microsoft Windows Prof. 32 BIT OEM, DVD Writer Sata Sr. No. : 1590B7224BINPG00LMN1 Monitor Sr. No. : 6ML1337F4201743 | Chemistry | Prof. Pramod Pillai | 2092001.45 |  |  | UV VIS NIR Spectrophotometer : UV-3600Plus | Shimadzu (Asia Pacific) Pte Ltd 79, Science Park Drive, #02-01/08 Cintech IV, Singapore Science Park 1, Singapore – 118 624 |  |  |  | pramod.pillai@iiserpune.ac.in
Automated Flash Chromatography System |  | Main Building Chemistry wing Lab C-316 | Teledyne Instruments, Inc. D/B/A Teledyne Isco 4700 Superior Street Lincoln, Nebraska 68504 USA | ACCQPREP HP-150UV | 223B02129 | 30115202 | 30115202 |  | 1. Cat. No. 685230025 CombiFlash EZ Prep Chromatography System Mass Spec Reusable column holders of various sizes for silica gel and other material, and Empty Sample Load Cartridges 25 gm . Cat No- 693873240 – Qty – 02 Packs : 01 Nos, 29450.00 USD, 29450.00 USD. 2. Cat. No. 692203312 RediSep Rf Disposable Flash columns, 12 gram, pkg. of 20. : Qty 02 Nos, 81.00 USD, 162.00 USD. 3. Cat. No. 692203340 RediSep Rf Disposable Flash columns, 40 gram, pkg of 15. : Qty 02 Nos, 109.80 USD, 219.60 USD. 4. Cat. No. 692203320 RediSep Rf Disposable Flash columns, 120 gram, pkg. of 10. : Qty 01 Nos, 169.20 USD, 169.20 USD. 5. Cat. No. 692203411 13 gram Reverse Phase (C18) RediSep Rf column, pkg. of 1. : Qty 10 Nos, 167.40 USD, 1674.00 USD. 6. Cat. No. 692203413 43 gram Reverse Phase (C18) RediSep Rf column, pkg. of 1. : Qty 10 Nos, 239.40 USD, 2394.00 USD. 7. Cat. No. 692203414 130 gram Reverse Phase (C18) RediSep Rf column, pkg. of 1. : Qty 02 Nos, 531.90 USD, 1063.80 USD. & FOC Item : Preparative Reverse Phase C18 Column, particle size 5 micron, 16 x 250 12. GUARANTEE / WARRANTY: Warranty must be for a period of 1 year from the date of installation and acceptance Sr. No. : 216B20100 | Chemistry | Prof. Harinath Chakrapani | 2372161.9351 |  |  | Flash Chromatography System : EZ Prep UV | Teledyne Instruments, Inc. D/B/A Teledyne Isco 4700 Superior Street Lincoln, Nebraska 68504 USA |  |  |  | harinath@iiserpune.ac.in
Flow Reactor System R Series Flow Chemistry System |  | C-311, 2ND FLOOR, MAIN BUILDING | Vapourtec Ltd Park Farm Business Centre Fornham St Genevieve Bury St Edmunds Suffolk IP28 6TS | VAPOURTEC R-2 | P1281 | 30115197 | 30115197 |  | 1 off Vapourtec R2 Pump Module - 2 pumps - Inert gas manifold system for air sensitive reagents - 42 bar maximum reaction pressure across all flow rates - 50μl/min to 10ml/min per reagent channel - Full tubing kit including • back pressure regulators, • acid resistant T mixer • reagent bottles (Part number 50-1100) 1 off Vapourtec R4 reactor module - 4 reactor positions, independently controllable - temperature -70oC to +250oC depending on reactors fitted - 230V 50Hz power, euro power cable included (Part number 50-1000) 1 off High Temperature Tube Reactor Assembly - Glass manifold and temp. sensor - Ambient to 250oC - Includes reactor coil o 10ml volume 316 stainless steel o Resistant to materials compatible with SS-316 (Part number 50-1120) 1 off Standard Column Reactor Manifold -Ambient to 150oC - accepts columns 6.6mm Ø x 100 or 150mm long - includes one column o 6.6mm Ø x 150mm long o One fixed end, one adjustable end (Part number 50-1095) Sr. No. P1281 & IISER/PUR/LS/0443/16/0478 Dt. 02/08/2016 PARTS/ACCESSORIES FOR FLOW REACTOR SYSTEM Details as below : Part No- 50-1122 1 of High Temperature replacement reactor coil. Part No-50-1095 1 of Standard Column Reactor Manifold Part No- 30-3291 6.6mm bore x 150mm length Fixed/Adjustable Omnifit p/n 006BCC-06-15-AF Part No- 50-1315 Ajustable acid resistant BPR Assembly Part No- 40-1355 Back Pressure Regulator Flexible element (set of 5 element) (Total : 1 Set, 2275 GBP) | Chemistry | Dr. Gnanaprakasam Boopathy | 2284761.5 |  |  | Flow Reactor System : Vapourtec R2 | Vapourtec Ltd Park Farm Business Centre Fornham St Genevieve Bury St Edmunds Suffolk IP28 6TS |  |  |  | gnanaprakasam@iiserpune.ac.in
I V Unit of Battery and Rotating Ring Disk Electrode Setup |  | MAIN BUILDING , Chemistry wing, 2ND FLOOR, Lab C-302 | Advanced Measurement Technology Inc 801 South Illinois Avenue, Oak Ridge TN 37830, USA | 636A | 16264596 | 30115215 | 30115215 |  | 1:MODEL: PMC CHS08A - PARSTAT Multichannel (PMC) Chassis:1Nos 2:MODEL: PMC-1000 - PMC Channel AC/DC. +/-12 Volts, +/- 2 Amp, 1 MHz:2Nos 3:MODEL: PMC-1000/DC - PMC Channel DC-only. Current Ranges 4 nA to 2 A.:1Nos 4:MODEL: K0264 - Micro-Cell Kit:1Nos 5:MODEL: G0057 - Cell Bottoms, Glass (Qty .6 Nos.):1Nos 6:MODEL: G0227 - Gold Milli-electrode (2 mm):1Nos 7:MODEL: G0229 - Glassy Carbon Milli-electrode (2 mm):1Nos 8:MODEL: 219810 - Flat Cell Counter Electrode:1Nos 9:MODEL: 636A - Rotator for Ring Disk Electrode and Rotating 1Nos 10:MODEL: RDE0004 - Platinum Disk Electrode:1Nos 11:MODEL: RDE0005 - Gold Disk Electrode:1Nos 12:MODEL: RDE0008 - Glassy Carbon Disk Electrode:1Nos 13:MODEL: RDE0071 - Platinum Disk-Platinum Ring:1Nos 14:MODEL: RDE0073 - Glassy Carbon Disk-Platinum Ring:1Nos 15:MODEL: RDE0072 - Glassy Carbon Disk-Gold Ring:1Nos 16:MODEL: RDE0027 - Disk Arbor:1Nos 17:MODEL: RDE0070 - Ring-Disk Arbor:1Nos 18:MODEL: RDE0026 - Reference Bridge Tube:2Nos 19:MODEL: K0015 - Polishing Kit:1Nos 20:MODEL: PMC ALG01 - Analog AUX Cable (1-meter):1Nos 21:MODEL: RDE0018 - Analytical Cell Kit :1Nos Warranty: One year warranty from the date of acceptance and installation PC: circle, Sr. No.: CCDESIRE0916000809, Monitor: Dell, Sr. No.: 09YKV772872-67TF1NBA00, Printer: laserjet, Sr. No.: CNF1X47880 @ 72950/- | Chemistry | Prof. Muhammed Musthafa | 2051242.5658 |  |  | I-V Unit: Battery & Rotating Ring Disk Electrode Setup | Advanced Measurement Technology Inc 801 South Illinois Avenue, Oak Ridge TN 37830, USA |  |  |  | musthafa@iiserpune.ac.in
Probe Station |  | MAIN BUILDING , Chemistry wing, Ground FLOOR, Lab C-130 | Precise Measurement Technologies Inc, 22 Lavender Dr Princeton, NJ 08540, USA | BD6 | 001 | 32514150 | 32514150 |  | 1. Probe Station Model BD-6: upgradable for 8” chuck and high zoom microscope(1000X) : 1 SET Chuck stage: - Capable to hold sample size 5 mm to 6 inch - Chuck Stage X-Y 6”-6” Resolution: 20 micron - Wafer pull out stage: ≥90 mm( User friendly, automatic ball bearing lock at the centre) Platen: - Capable to hold 4.5” probe card adapter - Compatible for vacuum and magnetic base of positioners - Platen Up/Down Coarse 6 mm by lever - Platen Up/Down fine 25 mm by knob. - Backlash Free Movement: Resolution 1 micron Microscope Stage: - Microscope X-Y Stage Travel: 2”-2” : Res. 5 micron - Microscope tilting mechanism 2 Thermal Chuck: 6” dia. : 1 SET - Temperature range: RT to 600K - Triaxial type - Can hold sample size from 5mm to 6” - Temperature controller: PID - Water cooling and circulation Unit capable for reversible heating and cooling. - Vacuum pump to hold the samples(6 lit/min) 3 Stereo Microscope- Motic Zoom 0.75X~5X. Zoom ratio: 1:6.7 Magnification: 75X~50X using E.P: 10X Magnification: 24X~160X using E.P: 32X Working distance: 113 mm Trinocular Port(CCD port) Ring light with power supply Fiber optic light ring and illuminator for microscope. : 1 SET 4 Digital Imaging kit(Motic 5MP) 5MP CCD camera-USB Calibration kit/ software : 1 SET 5 Micropositioner EB-005M Linear X-Y-Z Travel 12mm-12mm-12mm 100Thread/Inch Resolution: 0.7 micron/ deg. Probing inclination(Pivot head) ON/OFF Magnetic base Left hand : 2 SET 6 Micropositioner EB-005M Linear X-Y-Z Travel 12mm-12mm-12mm 100Thread/Inch Resolution: 0.7 micron/ deg. Probing height adjustable Magnetic base Right hand : 2 SET 7 Triaxial Tip Holder. Triaxial cable 1.5 meter long terminated with Triaxial male.Noise level ± 2 fA with Shielding Box and triaxial chuck, Test Condition/ medium/+5V~-5V. Probing inclination to adjust height of probe ( Pivot head) For CV measurement: 10cm PVC cable with connected to outer guard. (Banana male female combination). To ground the outer shield at tip end. : 4 SET 8 Shielding Box: For low level and dark environment measurement Triaxial Feed thru x5 Coaxial feed thru x3 : 1 SET 9 Vibration free table top with antistatic laminate  Active air  Low noise air compressor  Leveling leg and piping : 1 SET 10 Probe tips: (5 tips/ box) Tungsten: 5 micron dia. Tungsten: 20 micron dia. Tungsten: 0.5 micron dia. Gold plated tungsten: 5 micron dia. Beryllium copper: 12 micron dia. Palladium: 12 micron dia Steel: 12 micron dia. : 1 SET 11 Gold plated Tungsten probe tips (10 micron dia): 15 tips/ year during 2nd and 3rd year of warranty. -- 12 Spring probe- Pogo probe for soft and gold plated contact pads( 10 tips) : 1 SET 13 Tool Kit: Allen key set×1 Anti magnetic tweezer×1 : 1 SET 14 Handheld UV-lamps of 325 nm and 400 nm : 1 Set Warranty must be for a period of 03 year from the date of installation and acceptance at IISER Pune Any replacement during the warranty period, the entire cost will be borne by the supplier. Free of Cost Items : Digital Soldering Station (Proskit SS 207E) , Indium Soldering Wire – Qty 01 Nos Sr. Nos : | Chemistry | Prof. Nirmalya Ballav | 1952048 |  |  | Probing System : Probe Station BD-6 and accessories | Precise Measurement Technologies Inc, 22 Lavender Dr Princeton, NJ 08540, USA |  |  |  | nballav@iiserpune.ac.in
Semiconductor Parameter Analyzer |  | MAIN BUILDING , Chemistry wing, Ground FLOOR, Lab C-130 | Tektronix Asia Ltd 14150 SW Karl Braun Drive. Beaverton, OR 97077 | KEITHLEY 4200 SCS | 0012 | 32514150 | 32514150 |  | Warranty must be for a period of 03 years from the date of installation and acceptance at IISER Pune Any replacement during the warranty period, the entire cost will be borne by the supplier. Sr. No. : | Chemistry | Prof. Nirmalya Ballav | 2968964.8125 |  |  | Parameter Analyzer: Semiconductor(Keithley 4200) | Tektronix Asia Ltd 14150 SW Karl Braun Drive. Beaverton, OR 97077 |  |  |  | nballav@iiserpune.ac.in
Galvanostat Potentiostat Workstation |  | MAIN BUILDING , Chemistry wing, Ground FLOOR, Lab C-130 | Advanced Measurement Technology 801 South Illinois Ave. Oak Ridge, TN 37831-0895 | PMC CH508A | 16218575 | 32514150 | 32514150 |  | 1 : MODEL: PMC CHS08A - PARSTAT Multichannel (PMC) 8 Slot Chassis : 1 Nos : Sr. No.: 16218575 2 : MODEL: PMC-2000 - PMC Channel : 3 Nos.: Sr No.: 16200478, 16190086 & 16190085 AC/DC. +/-30 Volts, +/- 1 Amp, 7 MHz 3 : MODEL: 636A - Rotator for Ring Disk Electrode and Rotating Disk Electrode : 1 Nos. : Sr. No.: 16207891 4 : MODEL: RDE0027 - Disk Arbor : 1 Nos. 5 : MODEL: RDE0008 - Glassy Carbon Disk Electrode : 2 Nos. 6 : MODEL: RDE0018 - Analytical Cell Kit : 1 Nos. 7 : MODEL: RDE0026 - Reference Bridge Tube : 1 Nos. 8 : MODEL: K0015 - Polishing Kit : 1 Nos. 9 : MODEL: G0194 - Polyethylene frits (pkg of 5) : 1 Nos. 10 : :Model K0077 - Saturated Calomel Reference Electrode : 2 Nos. 11 : Model K0265 - Silver/Silver Chloride Reference Electrode : 2 Nos. 12 : MODEL: G0091 - Graphite Rod : 2 Nos. 13 : Model : K0266 – : 2 Nos. Counter Electrode Assembly 14 : Grafoil sheet : 1 Nos. 15 : IR Lamp : 1 Nos. 16 : Isolated glass chamber with 2"x2" window : 1 Nos. 17 : Silver paint : 1 Nos. 18 : Compatible Data Acquisition system & Laser Printer : 1 Nos. Warranty must be for a period of 03 years from the date of installation and acceptance at IISER Pune Any replacement during the warranty period, the entire cost will be borne by the supplier. | Chemistry | Prof. Nirmalya Ballav | 2380622.6675 |  |  | Potentionstat: PMC-2000 | Advanced Measurement Technology 801 South Illinois Ave. Oak Ridge, TN 37831-0895 |  |  |  | nballav@iiserpune.ac.in
AUTOMATED PROTEIN PURIFICATION SYSTEM and ACCESSORIES |  | Main Building, C Wing, Ground Floor, Lab C 218 | GE Healthcare Bio-Sciences Ltd L12, Office Tower, Langham Place 8, Argyle Street, Mongkok , Kowloon Hong Kong | AKTA pure | 2270923, 2185900 | 32815228 | 32815228 |  | 29018226 ÄKTA pure M 25 1 ÄKTA pure standard components System pump Pressure Sensor Mixer Inline filter Injection valve UV monitoring Conductivity monitor 29203853 UNICORN 7 Package for Academia 1 29011359 pH valve kit V9-Ph 1 28954215 pH electrode 1 29011362 Fraction collector F9-R 1 19868403 Tube Rack with 175 positions for 12 mm vials, bowl, tube support, holder and guide 1 18305003 Tube Rack with, 95 positions for 10–18 mm vials 1 29011356 Outlet Valve Kit (V9-Os, 1-outlet) 1 | Chemistry | Dr. Sandanaraj Britto | 2050918 |  |  | Protein Purification System : 29018226 AKTA | GE Healthcare Bio-Sciences Ltd L12, Office Tower, Langham Place 8, Argyle Street, Mongkok , Kowloon Hong Kong |  |  |  | sandanaraj.britto@iiserpune.ac.in
HPC Cluster |  | Main Academic Complex, Ground Floor, Chemistry Wing, C-101, Cluster Room | Netweb Pte Ltd, 1 Ubi Crescent #06-03, No.1 Building, Singapore – 408 563 | DS400TGV-48RT | 4X22962203 | 30116254 | 30116254 |  | 1. Master Node : 01 2. Compute Node: 08 3. Primary Interconnect : 01 | Chemistry | Prof. Arnab Mukherjee | 3588397.165 |  |  | HPC Cluster | Netweb Pte Ltd, 1 Ubi Crescent #06-03, No.1 Building, Singapore – 408 563 |  |  |  | arnab.mukherjee@iiserpune.ac.in
SPECTROELECTROCHEMISTRY SETUP |  | Mendeleev Block Lab 102 | Avantes B.V Oude Apeldoomseweg 28, 7333 NS Apeldoom, THE NETHERLANDS | SP-300 | 0750 | 30115223 | 30115223 |  | Sr No. : 1702286U2 & 1702287U2 1 Avaspec-Uls2048 Avaspec ULS2048 Fiber Optic Spectrometer 3345.00 2 SLITS Slit Kit SMA-4 510.00 3 NIR256-2.5 HSC NIR Spectrometer 18680.00 4 Rackmount AVS Rack Mount USB-2 1540.00 5 Software Avasoft 205.00 6 Calibration NL-Calibration 104.00 7 Cuvette HLDR Cuvette Sample Holder 819.00 8 CUV-10-2 Quartz Cuvette 2 window 92.00 9 CUV-10-4 Quartz Cuvette 4 window 262.00 10 FC-UVIR-200-2 Fiber Optic Cable 200 micron 118.00 11 FC-UVIR-600-2 Fiber Optic Cable 600 micron 205.00 12 FCB-UVIRB200-2 Bifurcated Fiber cable 285.00 13 IC-COAC-SMB 0.25 Synchronization Cable 52.00 14 Light Source Ava Light DHC 1,637.00 15 FC-UVIR200-2 Fiber Optic Cable 118.00 16 FC-UVIR600-2 Fiber Optic Cable 205.00 | Chemistry | Prof. Moumita Majumdar | 2078448.228 |  |  | SPECTROELECTROCHEMISTRY SETUP | Avantes B.V Oude Apeldoomseweg 28, 7333 NS Apeldoom, THE NETHERLANDS |  |  |  | moumitam@iiserpune.ac.in
Luminescence Lifetime System and Accessories |  | Main building,First Floor, C Wing, Lab C 214 | Horiba Jobin Yvon IBH Ltd., Level 5, 133 Finnieston Street, Glasgow, G3 8HB, U.K. | DELTAFLEX TM | 14537 | IISER | IISER |  | Sr. No. : 14537, 14532, 41527,5419, 14745 DeltaFlex-01-DD Modular TCSPC+Phosphorimeter lifetime system with emission monochromator, software controlled diode excitation, and single USB interface. F-Link optical sub-system includes DF-SC-11 cell holder with integrated magnetic stirrer and temperature sensor in large sample compartment (cryostat compatible), automated L-format optics with filter and polariser holders*, TDM-850 fully automated low time dispersion monochromator (featuring 200-850nm range with integral safety shutter), 100MHz DeltaDiode-C1 pulsed diode controller**, PPD-650 (230–700nm) picosecond detection module, DeltaHub-HT timing electronics, EzTime software (with full analysis and scripting functionality and touch ready interface), and all interconnections. 1 PPD-UP-850 Upgrade from PPD-650 to PPD-850 1 DeltaDiode-405L Pulsed laser diode with peak WL 405nm +/-10nm w/active temp control 1 DeltaDiode-510L Pulsed laser diode with peak WL 510nm +/-10nm w/active temp control. Filter DF-510-10-50 recommended. 1 DF-510-10-50 Filter and mount for 510nm source, 10nm bandwidth, 45% transmittance 1 DeltaDiode-635L Pulsed laser diode with peak WL 635nm +/-10nm w/active temp control 1 DF-SC-09 Front surface cell holder for use with solid or highly scattering samples, with facility for temperature regulation using re-circulating liquid. Accepts 10mm cuvettes. Adjustable positioning allows optimized alignment. 1 DF-OP-03 Motorized polariser (F-Link). Excitation side or Emission side. 2 SpectraLED-DC2 SpectraLED Drive Cable for DeltaHub timing module. 1 SpectraLED-460 Pulsed LED with peak WL 460nm +/- 10nm 1 SpectraLED-535 Pulsed LED with peak WL 535nm +/- 20nm 1 DF-TH-09 Peltier controlled cell holder with magnetic stirrer on quick-interchange flange. Sample temperature -25 to +105 degC. Water coolant and gas purge required for low temperature operation. 1 DeltaDiode -370 Pulsed LED with peak WL370nm +/-10nm 1 | Chemistry | Prof. Pramod Pillai | 3777485.106 |  |  | Luminescence Lifetime System & Accessories | Horiba Jobin Yvon IBH Ltd., Level 5, 133 Finnieston Street, Glasgow, G3 8HB, U.K. |  |  |  | pramod.pillai@iiserpune.ac.in
Prep Chromatography System and Accessories |  | Lab C215 First Floor C wing Main Building | Teledyne Instruments Inc, dba Teledyne Isco 4700 Superior Street, Lincoln Nebraska 68504 | EZPrep UV | 218A02856 | 30117322 | 30117322 |  | Sr. No. :218A02856 | Chemistry | Prof. Pinaki Talukdar | 2329448.845 |  |  | Chromatography System : CombiFlash EZ Prep | Teledyne Instruments Inc, dba Teledyne Isco 4700 Superior Street, Lincoln Nebraska 68504 |  |  |  | ptalukdar@iiserpune.ac.in
Spectrophotometer |  | LAB C 312 SECOND FLOOR C WING MAIN BUILDING | Horiba Instruments Inc., 3880, Park Avenue, Edison, NJ 08820, U.S.A. | Fluromax 4C | 1702D-1618-FM | 30716255 | 30716255 |  | Fluormax-4C Research Spectrophotometer (HSN code 90273010) including a branded Computer. | Chemistry | Prof. S. G. Srivatsan | 1285906.82 |  |  | Spectrometer:Fluormax-4C | Horiba Instruments Inc., 3880, Park Avenue, Edison, NJ 08820, U.S.A. |  |  |  | srivatsan@iiserpune.ac.in
Closed Cycle Cryostat Crycooler |  | CIPLA Building Second Floor, | Advanced Research Systems Inc, | DE-204SE | 19-E2146 | 30118384, IISER 5110 | 30118384, IISER 5110 |  | Closed Cycle Cryostat HS code - 8418. 69. 0180 Crycooler Model – CS-204SE | Chemistry | Prof. Angshuman Nag | 3083597.835 |  |  | Closed Cycle Cryostat | Advanced Research Systems Inc, |  |  |  | angshuman@iiserpune.ac.in
Preparative HPLC System and column |  | Lab No C315, Second Floor, C- Wing, main Building | Gilson Purification SAS ZA du Poteau 22 rue,Bourseul F-56890 Saint AVE- France | PLC2050 | 1911305P | 5131, 30118401 | 5131, 30118401 |  | Preparative HPLC System & column (250X10X5 microns) Model – PLC2050 Make Gilson | Chemistry | Prof. Srinivas Hotha | 2545721.61 |  |  | HPLC System & column | Gilson Purification SAS ZA du Poteau 22 rue,Bourseul F-56890 Saint AVE- France |  |  |  | s.hotha@iiserpune.ac.in
QCI H F C N Cryoprobe for 600MHz spectrometer |  | LAB C 312 SECOND FLOOR C WING MAIN BUILDING | Bbrunker bishopin ag | QCI H/F/C/N Cryoprobe for 600MHz spectrometer | 10157629 | 30716255, IISER-5110 | 30716255, IISER-5110 |  | QCI H/F/C/N Cryoprobe for 600MHz spectrometer (10157629) | Chemistry | Prof. S. G. Srivatsan | 11197856 |  |  | Cryoprobe: 600MHz spectrometer | Bbrunker bishopin ag |  |  |  | srivatsan@iiserpune.ac.in
High Performance Cluster |  | Main Academic Complex, Ground Floor, Chemistry Wing, C-101, Cluster Room | NETWEB TECHNOLOGIES INDIA PVT.LTD | SYS-6029TP-STR | 2X20242002 | 30118425 | 30118425 |  |  | Chemistry | Prof. Arun Venkatnathan | 2349800 |  |  | High Performance Cluster | NETWEB TECHNOLOGIES INDIA PVT.LTD |  |  |  | arun@iiserpune.ac.in
LASER MILLENIA EV10 10W 532 NM CW DPSS LASER |  | Lab No C-129, Ground Floor, C Wing, Main building. | NEWPORT CORPORATION USA | Millennia eV 105 | 10713 | 5110 | 5110 |  | LASER MILLENIA EV10,10W,532NM CW DPSS LASER | Chemistry | Prof. Pankaj Mandal | 2226022 |  |  | LASER MILLENIA EV10 | NEWPORT CORPORATION USA |  |  |  | pankaj@iiserpune.ac.in
Spectroflurometer |  | Lab C215 First Floor C wing Main Building | Horiba Instruments Inc | Fluoromax Plus | 0358D-3720- FMPLUS | 30119441 | 30119441 |  | FluroMax Plus-C Research Spectroflurometer | Chemistry | Prof. Pinaki Talukdar | 2227347 |  |  | Spectroflurometer | Horiba Instruments Inc |  |  |  | ptalukdar@iiserpune.ac.in
FOUR PROBE SURFACE RESISTIVITY MEASREMENT SAMPLE HOLDER SET UP |  | C-217, FIRST FLOOR, C WING, MAIN BUILDING | SAN INSTRUMENTS - MUMBAI | H-150 W | 21090576 | EQUIPMENT - PROJECTS | EQUIPMENT - PROJECTS |  |  | Chemistry | Prof. R. Boomi Shankar | 2154600 |  |  | FOUR PROBE SURFACE RESISTIVITY MEASREMENT SAMPLE HOLDER SET UP | SAN INSTRUMENTS - MUMBAI |  |  |  | boomi@iiserpune.ac.in
Flash CHROMATOGRAPHY SYSTEM |  | C313 SECOND FLOOR C-WING MAIN BUILDING | Septech Marketing LLP | EZ prep UV | 221L02528 | EQUIPMENT - PROJECTS | SERB::ANTIBODIES TARGETING THE HEPARANASE ACTIVE SITE FOR CANCER THERAPY-GAP/SERB/CHE-19-464 |  |  | Chemistry | Prof. H. N. Gopi | 3432959.25 |  |  | Flash CHROMATOGRAPHY SYSTEM | Septech Marketing LLP |  |  |  | hn.gopi@iiserpune.ac.in
Electrochemical Raman Spectroscopy |  | MAIN BUILDING , Chemistry wing, 2ND FLOOR, Lab C-302 | SINSIL INTERNATIONAL PVT LTD, BARODA - 390016 | PRORAMAN-6L-785 | 197138 | 30120522 | 30120522 |  | In-situ Electrochemical Raman Spectroscopy | Chemistry | Prof. Muhammed Musthafa | 3327125 |  |  | Electrochemical Raman Spectroscopy | SINSIL INTERNATIONAL PVT LTD, BARODA - 390016 |  |  |  | musthafa@iiserpune.ac.in
Electroluminescence |  | CIPLA Building Second Floor, | Hamamatsu Photonics UK Ltd. | C9920-12/C10027-02 | 2317 | PROJECT | 30120519 |  | Electroluminescence LED Measurement Set-Up (Hamamatsu Quantum Efficiency Measurement System) | Chemistry | Prof. Angshuman Nag | 7096000 |  |  | Electroluminescence | Hamamatsu Photonics UK Ltd. |  |  |  | angshuman@iiserpune.ac.in
HPLC SYSTEM |  | LAB C 312 SECOND FLOOR C WING MAIN BUILDING | AGILENT TECHNOLOGIES, NEW DELHI | G7129C | DEAGQ04614 | IISER, SERB | IISER, SERB |  | HPLC ANALAYTICS WITH AUTO INJECTOR AND ACCESSORIES. | Chemistry | Prof. S. G. Srivatsan | 2600847.46 |  |  | HPLC SYSTEM | AGILENT TECHNOLOGIES, NEW DELHI |  |  |  | srivatsan@iiserpune.ac.in
GLOVE BOX |  | Main Building Chemistry wing, Ground floor | PRORES SCIENTIFIC LLP, BANGALORE | Elite + | 123 | 5131 | 5131 |  | PRORES GLOVE BOX SYSTEM- PROLAB GB IV ONE SIDE OPERATIONAL AND FOUR PORT GLOVE BOX. INCLUDES EDWARD VACUUM PUMP | Chemistry | Dr. DEBANGSU SIL | 3726000 |  |  | GLOVE BOX | PRORES SCIENTIFIC LLP, BANGALORE |  |  |  | debangsu@iiserpune.ac.in
HPLC SYSTEM |  | Main Building Chemistry wing Lab C-316 | SEPTECH MARKETING LLP, MUMBAI | EzPrepPw | 216B20100 | 5132 | 5132 |  | SR NO - 625230055: 223B02129, HP150 UV SYSTEM WITH 200-400NM VARIABLE WAVELENGTH DEDTECTORS WITH ACCESSORIES | Chemistry | Prof. Harinath Chakrapani | 6000000 |  |  | HPLC SYSTEM | SEPTECH MARKETING LLP, MUMBAI |  |  |  | harinath@iiserpune.ac.in
ELECTRO CHEMICAL QUARTZ CRYSTAL MICROBALANCE |  | MAIN BUILDING , Chemistry wing, 2ND FLOOR, Lab C-302 | BIOLOGIC SAS, 38170 SEYSSINET-PARISET, FRANCE | SP-200 | 1411 | 5130 | 5130 |  | ELECTRO CHEMICAL QUARTZ CRYSTAL MICROBALANCE | Chemistry | Prof. Muhammed Musthafa | 3441143 |  |  | ELECTRO CHEMICAL QUARTZ CRYSTAL MICROBALANCE | BIOLOGIC SAS, 38170 SEYSSINET-PARISET, FRANCE |  |  |  | musthafa@iiserpune.ac.in
FT IR SPECTROMETER |  | C-217, FIRST FLOOR, C WING, MAIN BUILDING | LABINDIA ANALYTICAL INSTRUMENTS PVT LTD. MAHAPE NAVI MUMBAI - 400705 | INVENIO R | 825 | 5110 | 5110 |  | SR NO - 825, INVENIO R FOURIER TRANSFORM INFRAED SPECTROMETER WITH DTGS BOARD DETECTOR | Chemistry | Dr. DEBANGSU SIL | 4390000 |  |  | FT IR SPECTROMETER | LABINDIA ANALYTICAL INSTRUMENTS PVT LTD. MAHAPE NAVI MUMBAI - 400705 |  |  |  | debangsu@iiserpune.ac.in
GAS ABSORPTION ANALYSER |  | C-217, FIRST FLOOR, C WING, MAIN BUILDING | ANTON PAAR INDIA PVT LTD, UDYOG VIHAR INDUSTRIAL AREA, GURUGRAM - 122016 | I-Sorb HP | A123 | PROJECT, IISER | PROJECT, IISER |  | ISORB HP 1-100 | Chemistry | Prof. R. Boomi Shankar | 6440677.97 |  |  | GAS ABSORPTION ANALYSER | ANTON PAAR INDIA PVT LTD, UDYOG VIHAR INDUSTRIAL AREA, GURUGRAM - 122016 |  |  |  | boomi@iiserpune.ac.in
PEPTIDE SYNTHESIZER |  | Main Building Chemistry wing Lab C317 | BIOTAGE INDIA PVT LTD, SHIVAJI MARG, NEW DELHI | Initiator + Alstra | 0004-02-470 | 5132 | 5132 |  | AUTOMATED PEPTIDE SYNTHESIER | Chemistry | Prof. H. N. Gopi | 4312956 |  |  | PEPTIDE SYNTHESIZER | BIOTAGE INDIA PVT LTD, SHIVAJI MARG, NEW DELHI |  |  |  | hn.gopi@iiserpune.ac.in
EASY PHOTOCHEM |  | C-311, 2ND FLOOR, MAIN BUILDING | VAPOURTEC, SUFFOLK, UK | VAPOURTEC E-SERIES | E1289 | 5132 | 5132 |  | EASY PHOTOCHEM HG MEDIUM PRESSURE 3 PUMP SYSTEM WITH ACCESSORIES | Chemistry | Dr. Gnanaprakasam Boopathy | 3711216 |  |  | EASY PHOTOCHEM | VAPOURTEC, SUFFOLK, UK |  |  |  | gnanaprakasam@iiserpune.ac.in
LC Prep AutoPurification System |  | Lab No C315, Second Floor, C- Wing, main Building | WATERS PACIFIC PTE LTD, SINGAPORE | Waters 2545 | K2245Q278M | 5131 | 5131 |  | WATERS AUTO PURIFICATION SYSTEM AS PER PO DETAILS | Chemistry | Prof. Srinivas Hotha | 14140395.1 |  |  | WATER PURIFICATION SYSTEM | WATERS PACIFIC PTE LTD, SINGAPORE |  |  |  | s.hotha@iiserpune.ac.in
Differential Scanning calorimeter |  | MAIN BUILDING, Chemistry Wing, First floor, Lab C212 | Inkarp Instruments Pvt Ltd. 1-2-45/1,Street No.2, Kakateeya Nagar Colony, Habsiguda, Hyderabad-500007 | DSC Q20 | 0020-1297 | 5110 | 5110 |  | SR NO - 23111110360-01, Differential Scanning calorimeter | Chemistry | Prof. M. Jayakannan | 5036837 |  |  | Differential Scanning calorimeter | Inkarp Instruments Pvt Ltd. 1-2-45/1,Street No.2, Kakateeya Nagar Colony, Habsiguda, Hyderabad-500007 |  |  |  | jayakannan@iiserpune.ac.in
ELECTROLUMINESCENCE LED |  | CIPLA Building Second Floor, | HAMAMATSU PHOTONICS UK LTD, UK | C10027-01 | 000094 | 30120519 | 30120519 |  | ELECTROLUMINESCENCE LED MEASUREMENT SETUP | Chemistry | Prof. Angshuman Nag | 8832900 |  |  | ELECTROLUMINESCENCE LED | HAMAMATSU PHOTONICS UK LTD, UK |  |  |  | angshuman@iiserpune.ac.in
PHOTO CATALYTIC FLOW |  | Main building Second Floor, C Wing, Lab C 314 | ULTRA INSTRUMENTS BOWENPALLY, SEC-BAD , 500011 | Asynt f Reactor | 001 | 5110 | 5110 |  | PHOTO CATALYTIC FLOW AND PARALLEL SYSTEM, DETAILS AS PER LIST | Chemistry | Prof. R G BHAT | 3049575 |  |  | PHOTO CATALYTIC FLOW | ULTRA INSTRUMENTS BOWENPALLY, SEC-BAD , 500011 |  |  |  | rgb@iiserpune.ac.in
STOPPED FLOW SPECTROMETER |  | Lab C215 First Floor C wing Main Building | TgK SCientific Ltd UK 7 Long yard St Margaret Str Bradford- Avon BA15 1 DH UK | TgK scientific | TGK/CCD/335 | 5132 | 5132 |  | SF-61DX2 Hi-Tech TgK- Stopped flow Fluorescence Stopped Flow Spectrometer HSN - 9027 3000 | Chemistry | Prof. Pinaki Talukdar | 10294639 |  |  | STOPPED FLOW SPECTROMETER | TgK SCientific Ltd UK 7 Long yard St Margaret Str Bradford- Avon BA15 1 DH UK |  |  |  | ptalukdar@iiserpune.ac.in
SOURCE MEASURE UNIT |  | CIPLA Building Second Floor, | SAN INSTRUMENTS, SANTA-CRUX WEST, MUMBAI - 400054 | 2636B | 4630719 | PROJECT | PROJECT |  | SR NO - 4630719, SOURCE MEASURE UNIT SMU, MODEL - 2636B + KICKSTART IV FL | Chemistry | Prof. Angshuman Nag | 1614000 |  |  | SOURCE MEASURE UNIT | SAN INSTRUMENTS, SANTA-CRUX WEST, MUMBAI - 400054 |  |  |  | angshuman@iiserpune.ac.in
TCSPC SYSTEM |  | ground floor, c-wing c-124a main building | HORIBA JOBIN YVON IBH LTD, 133 FINNIESTON ST, UK | Flurocube | 5965 | PROJECT | PROJECT |  | PD-850, Picosecond photon detection module comprising fast, cooled, photomultiplier with 230-850nm response, dark counts <200cps typical, integral regulated high voltage bias, pre-amplifier, and discriminator with NIM and TTL-compatible outputs. DPS-1 power supply is required | Chemistry | Prof. Partha Hazra | 2041260.11 |  |  | TCSPC SYSTEM | HORIBA JOBIN YVON IBH LTD, 133 FINNIESTON ST, UK |  |  |  | p.hazra@iiserpune.ac.in
Flow Chemistry Laboratory Equipment |  | C-311, 2ND FLOOR, MAIN BUILDING | VAPOUTECH LTD., UK | IONE REACTION CONTROL | P50155 | PROJECT | PROJECT |  | Flow Chemistry Laboratory Equipment and Accessories Ion Electrochemical Reactor (Integrated) with temperature Control | Chemistry | Dr. Gnanaprakasam Boopathy | 2249890 |  |  | Flow Chemistry Laboratory Equipment | VAPOUTECH LTD., UK |  |  |  | gnanaprakasam@iiserpune.ac.in
PIEZOMETER PM 300 |  | Main Building C wing First Floor Lab No C216 | NICKUNJ EXIMP ENPT P LTD, MUMBAI | Piezotest PM 300 | 2025-045-300 | PROJECT | PROJECT |  | PIEZOMETER PM 300 ; High-precision Piezometer System and Accessories ; HSN Code : 90308990 | Chemistry | Prof. R. Boomi Shankar | 4100780 |  |  | PIEZOMETER PM 300 | NICKUNJ EXIMP ENPT P LTD, MUMBAI |  |  |  | boomi@iiserpune.ac.in
Gas Chromatography |  | Main building,First Floor, C Wing, Lab C 214 | AGILENT TECHNOLOGIES INDIA PVT LTD | 8890GC SYSTEM | US2446A022 | PROJECT | PROJECT |  | GAS Chromatographt ; Brand : Agilent ; Model : Agilent 8890 GC ; Sr. No. : US2446A022 | Chemistry | Prof. Pramod Pillai | 2028893.22 |  |  | Gas Chromatography | AGILENT TECHNOLOGIES INDIA PVT LTD |  |  |  | pramod.pillai@iiserpune.ac.in
MULT USERS X RAY PHOTOLECTRON SPECTROSCOPY (XPS) FACILITY |  | MAIN BUILDING , Chemistry wing, Ground FLOOR, Lab C-130 | PREVAC S P Z.O.O, Poland | 70-000-0000-00635 | 10001 | IISER | IISER |  | MULT-USERS X-RAY PHOTOLECTRON SPECTROSCOPY (XPS) FACILITY | Chemistry | Prof. Nirmalya Ballav | 46982440 |  |  | MULT-USERS X-RAY PHOTOLECTRON SPECTROSCOPY (XPS) FACILITY | PREVAC S P Z.O.O, Poland |  |  |  | nballav@iiserpune.ac.in
Photo electrocatalytic System |  | Main building,First Floor, C Wing, Lab C 214 | CH Instruments, Inc. 3700 Tennison Hill Drive, Austin, TX 78738, USA, Tel: (512) 402-0176, Fax: (512) 402-0186 | CHI 610E, SR-2XR250-25, CEL-PF300-T6 | I1722, SR200926, | SERB | 31823695 |  | Photo-electrocatalytic System, Electrochemical workstation coupled with a spectrophotometer for in-situ experiments | Chemistry | Prof. Pramod Pillai | 3049887 |  |  | Potentiostat coupled with a spectrophotometer (200 nm-1100 nm) | SINSIL INTERNATIONAL PVT LTD, BARODA - 390016 |  |  |  | pramod.pillai@iiserpune.ac.in
Sputtering Cum Thermal Evaporation System |  | Main building,First Floor, C Wing, Lab C 215 | Advanced Process Technology Pvt Ltd 23,Electronic Co. Op. Estate Ltd., Pune-Satara Road, Pune-411009. Maharashtra INDIA. | Customised | Customised | DST Nanomission | 30117341 |  | Physical Vapor Deposition (PVD) system that combines both sputtering and thermal evaporation techniques | Chemistry | Prof. Pramod Pillai | 4074000 |  |  | Sputtering Cum Thermal Evaporation System | Advanced Process Technology Pvt Ltd 23,Electronic Co. Op. Estate Ltd., Pune-Satara Road, Pune-411009. Maharashtra INDIA. |  |  |  | pramod.pillai@iiserpune.ac.in
High Precision Extremely Low Pressure Gas Adsorption Analyser |  | Main Building, C Wing, First Floor, Lab C-213 | BEL Japan Inc International Division 1-9-1 Haradanaka Toyanaka-Shi Osaka 561-0807 Japan | BELSORP-MAX X-114 | 052 | IISER | 5130-5132 |  | High Precision Extremely Low Pressure Gas Adsorption Analyser WITH ACCESSORIES | Chemistry | Prof. Sujit Ghosh | 60,01,431.50 |  |  | Adsorption System | VERDER SCIENTIFIC PVT LTD.Plot No-5A/10-11, IDA Nacharam, Road No 1, Uppal Mandal, hyderabad. |  |  |  | sghosh@iiserpune.ac.in
HPLC MACHINE |  | Main building Second Floor, C Wing, Lab C 314 | AGILENT TECHNOLOGIES INDIA PVT LTD, BANGALORE | 1260 INFINITY II HPLC | DEAEW12929 | IISER | IISER |  | 1260 INFINITY II HPLC WITH ACCESSORIES SR NO - DEAEW12929 with Pc Desktop HP CORE I5-10400, MONITOR - HP P2040V, and Printer HP LASER 108W | Chemistry | Prof. R G BHAT | 3042372.8814 |  |  | HPLC MACHINE | AGILENT TECHNOLOGIES INDIA PVT LTD, BANGALORE |  |  |  | rgb@iiserpune.ac.in